## Plants
PLANTS
NRGStream Code | AESO CODE | MC | TYPE | FUEL | AESO CODE
AB - AB Newsprint Hr Avg MW | AB Newsprint (ANC1) | 63 | SCGT | GAS | AB Newsprint | ANC1
AB - Air Liquide Scotford #1 Hr Avg MW | Air Liquide Scotford #1 (ALS1) | 96 | COGEN | GAS | Air Liquide Scotford #1 | ALS1
AB - AltaGas Harmattan Hr Avg MW | AltaGas Harmattan (HMT1) | 45 | COGEN | GAS | AltaGas Harmattan | HMT1
AB - APF Athabasca Hr Avg MW | APF Athabasca (AFG1)* | 131 | OTHER | OTHER | APF Athabasca | AFG1
AB - Ardenville Wind Hr Avg MW | Ardenville Wind (ARD1)* | 68.2 | WIND | WIND | Ardenville Wind | ARD1
AB - ATCO Scotford Upgrader Hr Avg MW | ATCO Scotford Upgrader (APS1) | 195 | COGEN | GAS | ATCO Scotford Upgrader | APS1
AB - Bantry Hr Avg MW | AltaGas Bantry (ALP1) | 7 | SCGT | GAS | AltaGas Bantry | ALP1
AB - Base Plant Hr Avg MW | Base Plant (SCR1) | 50 | COGEN | GAS | Base Plant | SCR1
AB - Battle River#3 Hr Avg MW | Battle River #3 (BR3) | 149 | COAL | COAL | Battle River #3 | BR3
AB - Battle River#4 Hr Avg MW | Battle River #4 (BR4) | 155 | COAL | COAL | Battle River #4 | BR4
AB - Battle River#5 Hr Avg MW | Battle River #5 (BR5) | 385 | COAL | COAL | Battle River #5 | BR5
AB - Bear Creek 2 Hr Avg MW | Bear Creek 1 (BCRK) | 64 | COGEN | GAS | Bear Creek 1 | BCRK
AB - Bear Creek Hr Avg MW | Bear Creek 2 (BCR2) | 36 | COGEN | GAS | Bear Creek 2 | BCR2
AB - Bighorn Hr Avg MW | Bighorn Hydro (BIG) | 120 | HYDRO | HYDRO | Bighorn Hydro | BIG
AB - Blackspring Ridge Hr Avg MW | Blackspring Ridge (BSR1)* | 300 | WIND | WIND | Blackspring Ridge | BSR1
AB - Blue Trail Wind Hr Avg MW | Blue Trail Wind (BTR1)* | 66 | WIND | WIND | Blue Trail Wind | BTR1
AB - Bow River Hydro Hr Avg MW | Bow River Hydro (BOW1) | 320 | HYDRO | HYDRO | Bow River Hydro | BOW1
AB - Brazeau Hr Avg MW | Brazeau Hydro (BRA) | 350 | HYDRO | HYDRO | Brazeau Hydro | BRA
AB - Buck Lake Hr Avg MW | BuckLake (PW01) | 5 | COGEN | GAS | BuckLake | PW01
AB - BUL1 Bull Creek Hr Avg MW | BUL1 Bull Creek (BUL1)* | 13.65 | WIND | WIND | BUL1 Bull Creek | BUL1
AB - BUL2 Bull Creek Hr Avg MW | BUL2 Bull Creek (BUL2)* | 16 | WIND | WIND | BUL2 Bull Creek | BUL2
AB - Calpine Hr Avg MW | ENMAX Calgary Energy Centre (CAL1) | 320 | NGCC | GAS | ENMAX Calgary Energy Centre | CAL1
AB - Camrose Hr Avg MW | Camrose (CRG1)* | 10 | COGEN | GAS | Camrose | CRG1
AB - Cancarb Medicine Hat Hr Avg MW | Cancarb Medicine Hat (CCMH) | 42 | OTHER | OTHER | Cancarb Medicine Hat | CCMH
AB - Carseland Cogen Hr Avg MW | Carseland Cogen (TC01) | 95 | COGEN | GAS | Carseland Cogen | TC01
AB - Carson Creek Hr Avg MW | Carson Creek (GEN5) | 15 | SCGT | GAS | Carson Creek | GEN5
AB - Castle River #1 Hr Avg MW | Castle River #1 (CR1)* | 39 | WIND | WIND | Castle River #1 | CR1
AB - Castle Rock Wind Farm Hr Avg MW | Castle Rock Wind Farm (CRR1)* | 77 | WIND | WIND | Castle Rock Wind Farm | CRR1
AB - Cavalier Hr Avg MW | Cavalier (EC01) | 120 | NGCC | GAS | Cavalier | EC01
AB - Chin Chutte Hr Avg MW | Chin Chute (CHIN) | 15 | HYDRO | HYDRO | Chin Chute | CHIN
AB - Christina Lake Hr Avg MW | Christina Lake (CL01) | 101 | COGEN | GAS | Christina Lake | CL01
AB - Cloverbar #1 Hr Avg MW | Cloverbar #1 (ENC1) | 48 | SCGT | GAS | Cloverbar #1 | ENC1
AB - Cloverbar #2 Hr Avg MW | Cloverbar #2 (ENC2) | 101 | SCGT | GAS | Cloverbar #2 | ENC2
AB - Cloverbar #3 Hr Avg MW | Cloverbar #3 (ENC3) | 101 | SCGT | GAS | Cloverbar #3 | ENC3
AB - CNRL Horizon Hr Avg MW | CNRL Horizon (CNR5)* | 203 | COGEN | GAS | CNRL Horizon | CNR5
AB - Cowley Ridge Hr Avg MW | Cowley Ridge (CRE3)* | 20 | WIND | WIND | Cowley Ridge | CRE3
AB - CRS1 Crossfield #1 Hr Avg MW | Crossfield Energy Centre #1 (CRS1) | 48 | SCGT | GAS | Crossfield Energy Centre #1 | CRS1
AB - CRS2 Crossfield #2 Hr Avg MW | Crossfield Energy Centre #2 (CRS2) | 48 | SCGT | GAS | Crossfield Energy Centre #2 | CRS2
AB - CRS3 Crossfield #3 Hr Avg MW | Crossfield Energy Centre #3 (CRS3) | 48 | SCGT | GAS | Crossfield Energy Centre #3 | CRS3
AB - CUPC Oldman River Hr Avg MW | CUPC Oldman River (OMRH) | 32 | HYDRO | HYDRO | CUPC Oldman River | OMRH
AB - Daishowa Hr Avg MW | DAI1 Daishowa (DAI1) | 52 | OTHER | OTHER | DAI1 Daishowa | DAI1
AB - Dickson Dam Hr Avg MW | Dickson Dam (DKSN) | 15 | HYDRO | HYDRO | Dickson Dam | DKSN
AB - DOW Hydrocarbon Hr Avg MW | Dow Hydrocarbon (DOWG) | 326 | COGEN | GAS | Dow Hydrocarbon | DOWG
AB - Drayton Valley Power Hr Avg MW | Drayton Valley (DV1) | 11 | OTHER | OTHER | Drayton Valley | DV1
AB - Drywood Hr Avg MW | Drywood (DRW1) | 6 | SCGT | GAS | Drywood | DRW1
AB - Encana Foster Creek Hr Avg MW | Foster Creek (EC04) | 98 | COGEN | GAS | Foster Creek | EC04
AB - ENMAX Shepard Hr Avg MW | Shepard (EGC1) | 860 | NGCC | GAS | Shepard | EGC1
AB - Enmax Taber Hr Avg MW | Enmax Taber (TAB1)* | 81 | WIND | WIND | Enmax Taber | TAB1
AB - Firebag Hr Avg MW | Firebag (SCR6) | 473 | COGEN | GAS | Firebag | SCR6
AB - Fort Nelson Hr Avg MW | Fort Nelson (FNG1) | 73 | NGCC | GAS | Fort Nelson | FNG1
AB - Genesee #1 Hr Avg MW | Genesee #1 (GN1) | 400 | COAL | COAL | Genesee #1 | GN1
AB - Genesee #2 Hr Avg MW | Genesee #2 (GN2) | 400 | COAL | COAL | Genesee #2 | GN2
AB - Genesee #3 Hr Avg MW | Genesee #3 (GN3) | 466 | COAL | COAL | Genesee #3 | GN3
AB - Ghost Pine Hr Avg MW | Ghost Pine (NEP1)* | 82 | WIND | WIND | Ghost Pine | NEP1
AB - Gold Creek Hr Avg MW | Gold Creek Facility (GOC1) | 5 | OTHER | OTHER | Gold Creek Facility | GOC1
AB - Grande Prairie EcoPower Hr Avg MW | Grande Prairie EcoPower (GPEC) | 27 | OTHER | OTHER | Grande Prairie EcoPower | GPEC
AB - H R Milner Hr Avg MW | H.R. Milner (HRM) | 144 | COAL | COAL | H.R. Milner | HRM
AB - Halkirk Wind Power Facility Hr Avg MW | Halkirk Wind Power Facility (HAL1)* | 150 | WIND | WIND | Halkirk Wind Power Facility | HAL1
AB - High River Hr Avg MW | High River (MFG1)* | 16 | SCGT | GAS | High River | MFG1
AB - House Mountain Hr Avg MW | House Mountain (HSM1) | 6 | SCGT | GAS | House Mountain | HSM1
AB - Irrican Hydro Hr Avg MW | Irrican Hydro (ICP1) | 7 | HYDRO | HYDRO | Irrican Hydro | ICP1
AB - Joffre #1 Hr Avg MW | Joffre #1 (JOF1) | 474 | COGEN | GAS | Joffre #1 | JOF1
AB - Judy Creek Hr Avg MW | Judy Creek (GEN6) | 15 | SCGT | GAS | Judy Creek | GEN6
AB - Kearl Hr Avg MW | Kearl (IOR3) | 84 | COGEN | GAS | Kearl | IOR3
AB - Keephills #1 Hr Avg MW | Keephills #1 (KH1) | 395 | COAL | COAL | Keephills #1 | KH1
AB - Keephills #2 Hr Avg MW | Keephills #2 (KH2) | 395 | COAL | COAL | Keephills #2 | KH2
AB - Keephills #3 Hr Avg MW | Keephills #3 (KH3) | 463 | COAL | COAL | Keephills #3 | KH3
AB - Kettles Hill Wind Hr Avg MW | Kettles Hill (KHW1)* | 63 | WIND | WIND | Kettles Hill | KHW1
AB - Lethbridge Burdett Hr Avg MW | Lethbridge Burdett (ME03) | 7 | SCGT | GAS | Lethbridge Burdett | ME03
AB - Lethbridge Coaldale Hr Avg MW | Lethbridge Coaldale (ME04) | 6 | SCGT | GAS | Lethbridge Coaldale | ME04
AB - Lethbridge Taber Hr Avg MW | Lethbridge Taber (ME02) | 8 | SCGT | GAS | Lethbridge Taber | ME02
AB - Lindbergh Hr Avg MW | Lindbergh (PEC1)* | 16 | COGEN | GAS | Lindbergh | PEC1
AB - MacKay River Hr Avg MW | MacKay River (MKRC) | 207 | COGEN | GAS | MacKay River | MKRC
AB - Mahkeses Hr Avg MW | Mahkeses (IOR1) | 180 | COGEN | GAS | Mahkeses | IOR1
AB - McBride Lake Hr Avg MW | McBride Lake Windfarm (AKE1)* | 73.3 | WIND | WIND | McBride Lake Windfarm | AKE1
AB - Medicine Hat Hr Avg MW | Medicine Hat #1 (CMH1) | 210 | NGCC | GAS | Medicine Hat #1 | CMH1
AB - MEG1 Christina Lake Hr Avg MW | MEG1 Christina Lake (MEG1) | 202 | COGEN | GAS | MEG1 Christina Lake | MEG1
AB - Mulligan Hr Avg MW | Mulligan (MUL1) | 5 | COGEN | GAS | Mulligan (MUL1) | MUL1
AB - Muskeg River Hr Avg MW | Muskeg River (MKR1) | 202 | COGEN | GAS | Muskeg River | MKR1
AB - Nabiye Hr Avg MW | Nabiye (IOR2)* | 195 | COGEN | GAS | Nabiye | IOR2
AB - Nexen Inc #1 Hr Avg MW | Nexen Inc #1 (NX01) | 120 | NGCC | GAS | Nexen Inc #1 | NX01
AB - Nexen Inc #2 Hr Avg MW | Nexen Inc #2 (NX02) | 220 | COGEN | GAS | Nexen Inc #2 | NX02
AB - Northern Prairie Power Project Hr Avg MW | Northern Prairie Power Project (NPP1) | 105 | SCGT | GAS | Northern Prairie Power Project | NPP1
AB - NPC1 Denis St Pierre Hr Avg MW | NPC1 Denis St. Pierre (NPC1) | 11 | SCGT | GAS | NPC1 Denis St. Pierre | NPC1
AB - NPC2 JL Landry Hr Avg MW | NPC2 JL Landry (NPC2) | 9 | SCGT | GAS | NPC2 JL Landry | NPC2
AB - NRGreen Cogen Hr Avg MW | NRGreen (NRG3) | 16 | OTHER | OTHER | NRGreen | NRG3
AB - Oldman 2 Wind Farm 1 Hr Avg MW | Oldman 2 Wind Farm 1 (OWF1)* | 46 | WIND | WIND | Oldman 2 Wind Farm 1 | OWF1
AB - Parkland Hr Avg MW | AltaGas Parkland (ALP2) | 10 | SCGT | GAS | AltaGas Parkland | ALP2
AB - Poplar Creek Hr Avg MW | Poplar Creek (SCR5) | 376 | COGEN | GAS | Poplar Creek | SCR5
AB - Poplar Hill Hr Avg MW | Poplar Hill #1 (PH1) | 48 | SCGT | GAS | Poplar Hill #1 | PH1
AB - Primrose #1 Hr Avg MW | Primrose #1 (PR1) | 100 | COGEN | GAS | Primrose #1 | PR1
AB - Rainbow #1 Hr Avg MW | Rainbow #1 (RB1) | 26 | SCGT | GAS | Rainbow #1 | RB1
AB - Rainbow #2 Hr Avg MW | Rainbow #2 (RB2) | 40 | SCGT | GAS | Rainbow #2 | RB2
AB - Rainbow #3 Hr Avg MW | Rainbow #3 (RB3) | 21 | SCGT | GAS | Rainbow #3 | RB3
AB - Rainbow #5 Hr Avg MW | Rainbow #5 (RB5) | 50 | SCGT | GAS | Rainbow #5 | RB5
AB - Rainbow Lake #1 Hr Avg MW | Rainbow Lake #1 (RL1) | 47 | COGEN | GAS | Rainbow Lake #1 | RL1
AB - Ralston Hr Avg MW | Ralston (NAT1) | 20 | SCGT | GAS | Ralston | NAT1
AB - Raymond Reservoir Hr Avg MW | Raymond Reservoir (RYMD) | 21 | HYDRO | HYDRO | Raymond Reservoir | RYMD
AB - Redwater Cogen Hr Avg MW | Redwater Cogen (TC02) | 92 | COGEN | GAS | Redwater Cogen | TC02
AB - Sheerness #1 Hr Avg MW | Sheerness #1 (SH1) | 400 | COAL | COAL | Sheerness #1 | SH1
AB - Sheerness #2 Hr Avg MW | Sheerness #2 (SH2) | 390 | COAL | COAL | Sheerness #2 | SH2
AB - Shell Caroline Hr Avg MW | Shell Caroline (SHCG)* | 19 | COGEN | GAS | Shell Caroline | SHCG
AB - Slave Lake Hr Avg MW | Slave Lake (SLP1)* | 9 | OTHER | OTHER | Slave Lake | SLP1
AB - Soderglen Wind Hr Avg MW | Soderglen Wind (GWW1)* | 71 | WIND | WIND | Soderglen Wind | GWW1
AB - Summerview 1 Hr Avg MW | Summerview 1 (IEW1)* | 66 | WIND | WIND | Summerview 1 | IEW1
AB - Summerview 2 Hr Avg MW | Summerview 2 (IEW2)* | 66 | WIND | WIND | Summerview 2 | IEW2
AB - Suncor Chin Chute Hr Avg MW | Suncor Chin Chute (SCR3)* | 30 | WIND | WIND | Suncor Chin Chute | SCR3
AB - Suncor Magrath Hr Avg MW | Suncor Magrath (SCR2)* | 30.2 | WIND | WIND | Suncor Magrath | SCR2
AB - Suncor Wintering Hills Hr Avg MW | Wintering Hills (SCR4)* | 88 | WIND | WIND | Wintering Hills | SCR4
AB - Sundance #1 Hr Avg MW | Sundance #1 (SD1) | 280 | COAL | COAL | Sundance #1 | SD1
AB - Sundance #2 Hr Avg MW | Sundance #2 (SD2) | 280 | COAL | COAL | Sundance #2 | SD2
AB - Sundance #3 Hr Avg MW | Sundance #3 (SD3) | 368 | COAL | COAL | Sundance #3 | SD3
AB - Sundance #4 Hr Avg MW | Sundance #4 (SD4) | 406 | COAL | COAL | Sundance #4 | SD4
AB - Sundance #5 Hr Avg MW | Sundance #5 (SD5) | 406 | COAL | COAL | Sundance #5 | SD5
AB - Sundance #6 Hr Avg MW | Sundance #6 (SD6) | 401 | COAL | COAL | Sundance #6 | SD6
AB - Syncrude Hr Avg MW | Syncrude #1 (SCL1)* | 510 | COGEN | GAS | Syncrude #1 | SCL1
AB - Talisman Edson Hr Avg MW | Edson (TLM2) | 13 | COGEN | GAS | Edson | TLM2
AB - Taylor Hydro 1 Hr Avg MW | Taylor Hydro (TAY1) | 14 | HYDRO | HYDRO | Taylor Hydro | TAY1
AB - U of A Hr Avg MW | University of Alberta (UOA1)* | 39 | COGEN | GAS | University of Alberta | UOA1
AB - U of C Hr Avg MW | U of C Generator (UOC1)* | 12 | COGEN | GAS | U of C Generator | UOC1
AB - Valley View #1 Hr Avg MW | Valley View 1 (VVW1) | 50 | SCGT | GAS | Valley View 1 | VVW1
AB - Valley View 2 Hr Avg MW | Valley View 2 (VVW2) | 50 | SCGT | GAS | Valley View 2 | VVW2
AB - Weldwood #1 Hr Avg MW | Weldwood #1 (WWD1)* | 50 | OTHER | OTHER | Weldwood #1 | WWD1
AB - Weldwood #2 Hr Avg MW | Weldwood #2 (WWD2) | 50 | OTHER | OTHER | Weldwood #2 | WWD2
AB - West Cadotte Hr Avg MW | West Cadotte (WCD1) | 20 | SCGT | GAS | West Cadotte | WCD1
AB - Westlock Hr Avg MW | Westlock (WST1) | 18 | OTHER | OTHER | Westlock | WST1
AB - Weyerhaeuser Hr Avg MW | Weyerhaeuser (WEY1) | 48 | OTHER | OTHER | Weyerhaeuser | WEY1
AB - Whitecourt Power Hr Avg MW | Whitecourt Power (EAGL) | 25 | OTHER | OTHER | Whitecourt Power | EAGL
AB - Bellshill Hr Avg MW | Bellshill (BHL1) | 5 | SCGT | GAS | Bellshill | BHL1
AB - Brooks Solar Hr Avg MW | Brooks Solar (BSC1) | 15 | SOLAR | SOLAR | Brooks Solar | BSC1
AB - Fort Hills Hr Avg MW | Fort Hills (FH1) | 199 | COGEN | GAS | Fort Hills | FH1
AB - Cowley Ridge 1 Hr Avg MW | Cowley Ridge (CRW1)* | 20 | WIND | WIND | Cowley Ridge | CRW1
AB - Taylor Wind Hr Avg MW | Taylor Wind (TAY2) | 14 | WIND | WIND | Taylor Wind | TAY2
AB - Sturgeon #1 Hr Avg MW | Sturgeon 1 (ST1) | 8 | SCGT | GAS | Sturgeon 1 | ST1
AB - Sturgeon #2 Hr Avg MW | Sturgeon 2 (ST2) | 8 | SCGT | GAS | Sturgeon 2 | ST2
AB - Wabamun #4 Hr Avg MW | Wabamun #4 (WB4) | 272 | COAL | COAL | Wabamun 4 | WB4

## AESO ASSET ID
Asset ID | Asset Name | Asset Type | Operating Status | Pool Participant Name | Pool Participant ID
101A | 101A 1016 SR #1 | Sink | Retired | Kinder Morgan Canada Inc. | TPI
101U | 101U 1016 SR #2 | Sink | Retired | Kinder Morgan Canada Inc. | TPI
1E1A | 1E1A ENEP Ret #1 | Sink | Active | 1772387 Alberta Limited Partnership | ENEP
1E1C | 1E1C ENEP Ret #7 | Sink | Active | 1772387 Alberta Limited Partnership | ENEP
1E1E | 1E1E ENEP Ret #4 | Sink | Active | 1772387 Alberta Limited Partnership | ENEP
1E1F | 1E1F ENEP Ret #9 | Sink | Retired | 1772387 Alberta Limited Partnership | ENEP
1E1L | 1E1L ENEP Ret #3 | Sink | Active | 1772387 Alberta Limited Partnership | ENEP
1E1P | 1E1P ENEP Ret #10 | Sink | Active | 1772387 Alberta Limited Partnership | ENEP
1E1R | 1E1R ENEP Ret #8 | Sink | Active | 1772387 Alberta Limited Partnership | ENEP
1E1U | 1E1U ENEP Ret #2 | Sink | Active | 1772387 Alberta Limited Partnership | ENEP
1E1X | 1E1X ENEP Ret #6 | Sink | Active | 1772387 Alberta Limited Partnership | ENEP
1E2A | 1E2A ENE2 Ret #1 | Sink | Active | 1772387 Alberta Limited Partnership | ENE2
1E2C | 1E2C ENE2 Ret #7 | Sink | Active | 1772387 Alberta Limited Partnership | ENE2
1E2E | 1E2E ENEP Ret #5 | Sink | Active | 1772387 Alberta Limited Partnership | ENEP
1E2F | 1E2F ENE2 Ret #9 | Sink | Retired | 1772387 Alberta Limited Partnership | ENE2
1E2L | 1E2L ENE2 Ret #3 | Sink | Active | 1772387 Alberta Limited Partnership | ENE2
1E2P | 1E2P ENE2 Ret #10 | Sink | Active | 1772387 Alberta Limited Partnership | ENE2
1E2R | 1E2R ENE2 Ret #8 | Sink | Active | 1772387 Alberta Limited Partnership | ENE2
1E2U | 1E2U ENE2 Ret #2 | Sink | Active | 1772387 Alberta Limited Partnership | ENE2
1E2X | 1E2X ENE2 Ret #6 | Sink | Active | 1772387 Alberta Limited Partnership | ENE2
1E3E | 1E3E ENE2 Ret #4 | Sink | Active | 1772387 Alberta Limited Partnership | ENE2
1E4E | 1E4E ENE2 Ret #5 | Sink | Active | 1772387 Alberta Limited Partnership | ENE2
301A | 301A 3070 Ret #1 | Sink | Retired | 3070281 Nova Scotia Company | 3070
301C | 301C 3070 Ret #5 | Sink | Retired | 3070281 Nova Scotia Company | 3070
301E | 301E 3070 Ret #3 | Sink | Retired | 3070281 Nova Scotia Company | 3070
301F | 301F 3070 Ret #7 | Sink | Retired | 3070281 Nova Scotia Company | 3070
301L | 301L 3070 Ret #8 | Sink | Retired | 3070281 Nova Scotia Company | 3070
301R | 301R 3070 Ret #9 | Sink | Retired | 3070281 Nova Scotia Company | 3070
301U | 301U 3070 Ret #4 | Sink | Retired | 3070281 Nova Scotia Company | 3070
301W | 301W 3070 Ret #6 | Sink | Retired | 3070281 Nova Scotia Company | 3070
301X | 301X 3070 Ret #2 | Sink | Retired | 3070281 Nova Scotia Company | 3070
307P | 307P 3070 Retail | Sink | Retired | 3070281 Nova Scotia Company | 3070
42G1 | 42G1 4285 | Source | Retired | 514285 AB Ltd. | 4285
941A | 941A 9491 SR1 | Sink | Active | AltaGas Ltd. | 9496
941C | 941C 9496 R8 | Sink | Active | AltaGas Ltd. | 9496
941E | 941E 9491 SR 3 | Sink | Active | AltaGas Ltd. | 9496
941F | 941F 9496 Ret #9 | Sink | Retired | AltaGas Ltd. | 9496
941L | 941L 9491 SR 5 | Sink | Active | AltaGas Ltd. | 9496
941P | 941P 9496 R7 | Sink | Active | AltaGas Ltd. | 9496
941R | 941R 9491 SR 6 | Sink | Active | AltaGas Ltd. | 9496
941U | 941U 9491 SR 2 | Sink | Active | AltaGas Ltd. | 9496
941X | 941X 9491 SR 4 | Sink | Active | AltaGas Ltd. | 9496
951A | 951A 9558 Ret #1 | Sink | Active | AltaGas Ltd. | 9558
951E | 951E 9558 Ret #4 | Sink | Active | AltaGas Ltd. | 9558
951L | 951L 9558 Ret #6 | Sink | Active | AltaGas Ltd. | 9558
951R | 951R 9558 Ret #5 | Sink | Active | AltaGas Ltd. | 9558
951U | 951U 9558 Ret #2 | Sink | Active | AltaGas Ltd. | 9558
951X | 951X 9558 Ret #3 | Sink | Active | AltaGas Ltd. | 9558
961A | 961A 9670 Ret #1 | Sink | Active | ENMAX Energy Corporation | 9670
961C | 961C 9670 Ret #8 | Sink | Active | ENMAX Energy Corporation | 9670
961E | 961E 9670 Ret #3 | Sink | Active | ENMAX Energy Corporation | 9670
961F | 961F 9670 Ret #10 | Sink | Retired | ENMAX Energy Corporation | 9670
961L | 961L 9670 Ret #7 | Sink | Active | ENMAX Energy Corporation | 9670
961P | 961P 9670 Ret #5 | Sink | Active | ENMAX Energy Corporation | 9670
961R | 961R 9670 Ret #6 | Sink | Active | ENMAX Energy Corporation | 9670
961U | 961U 9670 Ret #4 | Sink | Active | ENMAX Energy Corporation | 9670
961W | 961W 9670 Ret #9 | Sink | Retired | Enmax Commercial Energy Marketing Inc. | 9670
961X | 961X 9670 Ret #2 | Sink | Active | ENMAX Energy Corporation | 9670
981A | 981A 9829 Ret #1 | Sink | Active | AltaGas Ltd. | 9829
981E | 981E 9829 Ret #3 | Sink | Active | AltaGas Ltd. | 9829
981F | 981F 9829 Ret #7 | Sink | Retired | AltaGas Ltd. | IQP
981L | 981L 9829 Ret #5 | Sink | Active | AltaGas Ltd. | 9829
981R | 981R 9829 Ret #6 | Sink | Active | AltaGas Ltd. | 9829
981U | 981U 9829 Ret #4 | Sink | Active | AltaGas Ltd. | 9829
981X | 981X 9829 Ret #2 | Sink | Active | AltaGas Ltd. | 9829
991A | 991A 9948 Ret #1 | Sink | Active | AltaGas Ltd. | 9948
991C | 991C 9948 Ret #6 | Sink | Active | AltaGas Ltd. | 9948
991E | 991E 9948 Ret #3 | Sink | Active | AltaGas Ltd. | 9948
991F | 991F 9948 Ret #8 | Sink | Retired | AltaGas Ltd. | 9948
991L | 991L 9948 Ret #9 | Sink | Active | AltaGas Ltd. | 9948
991P | 991P 9948 Ret #4 | Sink | Active | AltaGas Ltd. | 9948
991R | 991R 9948 Ret #10 | Sink | Active | AltaGas Ltd. | 9948
991U | 991U 9948 Ret #2 | Sink | Active | AltaGas Ltd. | 9948
991W | 991W 9948 Ret #7 | Sink | Retired | AltaGas Ltd. | 9948
991X | 991X 9948 Ret #5 | Sink | Active | AltaGas Ltd. | 9948
AA1A | AA1A ACE Ret #1 | Sink | Active | Alberta Cooperative Energy | ACE
AA1C | AA1C ACE Ret #7 | Sink | Active | Alberta Cooperative Energy | ACE
AA1E | AA1E ACE Ret #2 | Sink | Active | Alberta Cooperative Energy | ACE
AA1F | AA1F ACE Retail #10 | Sink | Retired | Alberta Cooperative Energy | ACE
AA1L | AA1L ACE Ret #5 | Sink | Active | Alberta Cooperative Energy | ACE
AA1P | AA1P ACE Retail #8 | Sink | Active | Alberta Cooperative Energy | ACE
AA1R | AA1R ACE Retail #11 | Sink | Active | Alberta Cooperative Energy | ACE
AA1U | AA1U ACE Ret #4 | Sink | Active | Alberta Cooperative Energy | ACE
EA2U | AA1U E2SA Ret #7 | Sink | Retired | Alberta Energy Savings L.P. | E2SA
AA1W | AA1W ACE Retail #9 | Sink | Retired | Alberta Cooperative Energy | ACE
AA1X | AA1X ACE Ret #6 | Sink | Active | Alberta Cooperative Energy | ACE
AA2E | AA2E ACE Ret #3 | Sink | Active | Alberta Cooperative Energy | ACE
AAM1 | AAM1 NDP | Source | Inactive | NDP | NDP
ABLL | AB Line Loss | Sink | Active | AESO - Transmission | TAOA
AB1U | AB1U ALB SR#1 | Sink | Retired | Albchem Industries Ltd. | ALB
ABCI | ABCI Albchem Ind Load | Sink | Retired | ERCO Worldwide a Div. of Superior Plus LP | STP
ABCP | ABCP APC BC Import | Source | Active | ATCO Power Canada Ltd. | APC
ABL1 | ABL1 ABL | Source | Active | 1112500 Alberta Ltd. | ABL
AC1A | AC1A AEC SR#1 | Sink | Retired | Alberta Energy Company Ltd | AEC
AC1U | AC1U AEC SR#2 | Sink | Retired | Alberta Energy Company Ltd | AEC
ACBC | ACBC BC Import Unit | Source | Retired | Aquila Canada Corp. | ACC
ACE0 | ACC Export to BCH #0 | Sink | Retired | Aquila Canada Corp. | ACC
ACE8 | ACC Export to BCH #8 | Sink | Retired | Aquila Canada Corp. | ACC
ACE9 | ACC Export to BCH #9 | Sink | Retired | Aquila Canada Corp. | ACC
ACI0 | ACC Import from BCH #0 | Source | Retired | Aquila Canada Corp. | ACC
ACI1 | ACC Import from BCH #1 | Source | Retired | Aquila Canada Corp. | ACC
ACI2 | ACC Import from BCH #2 | Source | Retired | Aquila Canada Corp. | ACC
ACI3 | ACC Import from BCH #3 | Source | Retired | Aquila Canada Corp. | ACC
ACI4 | ACC Import from BCH #4 | Source | Retired | Aquila Canada Corp. | ACC
ACI5 | ACC Import from BCH #5 | Source | Retired | Aquila Canada Corp. | ACC
ACI6 | ACC Import from BCH #6 | Source | Retired | Aquila Canada Corp. | ACC
ACI7 | ACC Import from BCH #7 | Source | Retired | Aquila Canada Corp. | ACC
ACI8 | ACC Import from BCH #8 | Source | Retired | Aquila Canada Corp. | ACC
ACI9 | ACC Import from BCH #9 | Source | Retired | Aquila Canada Corp. | ACC
ACIA | ACC Import from SPC #A | Source | Retired | Aquila Canada Corp. | ACC
ACIB | ACC Import from SPC #B | Source | Retired | Aquila Canada Corp. | ACC
ACIC | ACC Import from SPC #C | Source | Retired | Aquila Canada Corp. | ACC
ACC+ | ACC+ ACC FM Buy | Sink | Retired | Aquila Canada Corp. | ACC
ACC- | ACC- ACC FM Sell | Source | Retired | Aquila Canada Corp. | ACC
ACE1 | ACE1 ACC Export to BCH #1 | Sink | Retired | Aquila Canada Corp. | ACC
ACE2 | ACE2 ACC Export to BCH #2 | Sink | Retired | Aquila Canada Corp. | ACC
ACE3 | ACE3 ACC Export to BCH #3 | Sink | Retired | Aquila Canada Corp. | ACC
ACE4 | ACE4 ACC Export to BCH #4 | Sink | Retired | Aquila Canada Corp. | ACC
ACE5 | ACE5 ACC Export to BCH #5 | Sink | Retired | Aquila Canada Corp. | ACC
ACE6 | ACE6 ACC Export to BCH #6 | Sink | Retired | Aquila Canada Corp. | ACC
ACE7 | ACE7 ACC Export to BCH #7 | Sink | Retired | Aquila Canada Corp. | ACC
ACEA | ACEA ACC Export to SPC #A | Sink | Retired | Aquila Canada Corp. | ACC
ACEB | ACEB ACC Export to SPC #B | Sink | Retired | Aquila Canada Corp. | ACC
ACEC | ACEC ACC Export to SPC #C | Sink | Retired | Aquila Canada Corp. | ACC
ACR+ | ACR+ ACRL FM Buy | Sink | Active | ATCO Power (JV with CNRL) | ACRL
ACR- | ACR- ACRL FM Sell | Source | Active | ATCO Power (JV with CNRL) | ACRL
ACRL | ACRL Load Unit | Sink | Active | ATCO Power (JV with CNRL) | ACRL
ACSK | ACSK Sask Import Unit | Source | Retired | Aquila Canada Corp. | ACC
AD1A | AD1A ADC SR#1 | Sink | Retired | Canadian Natural Resources Ltd. | ADC
AD1U | AD1U ADC SR#2 | Sink | Retired | Canadian Natural Resources Ltd. | ADC
ADA1 | ADA1 NDP | Source | Inactive | NDP | NDP
ADC+ | ADC+ ADC FM Buy | Sink | Retired | Canadian Natural Resources Ltd. | ADC
ADC- | ADC- ADC FM Sell | Source | Retired | Canadian Natural Resources Ltd. | ADC
ADEC | ADEC Adecon Alberta | Source | Active | Optimist Wind Energy Ltd. | GPJ
ADM1 | ADM1 AGRI Lloyd | Source | Active | ADM Agri-Industries Company | ADM
AE1A | AE1A AEL SR#1 | Sink | Retired | Archean Energy Ltd | AEL
AE1U | AE1U AEL SR#2 | Sink | Retired | Archean Energy Ltd | AEL
AEBC | AEBC AEI BC Import | Source | Retired | Avista Energy Inc. | AEI
AEC | AEC AEC Transmission Load | Sink | Retired | Alberta Energy Company Ltd | AEC
AEC+ | AEC+ AEC FM Buy | Sink | Retired | Alberta Energy Company Ltd | AEC
AEC- | AEC- AEC FM Sell | Source | Retired | Alberta Energy Company Ltd | AEC
AECL | AECL AECO SUPL | Sink | Suspended | AECO Gas Storage Partnership | AECO
AECO | AECO AECO TC LOAD | Sink | Active | AECO Gas Storage Partnership | AECO
AEL+ | AEL+ AEL FM Buy | Sink | Retired | Archean Energy Ltd | AEL
AEL- | AEL- AEL FM Sell | Source | Retired | Archean Energy Ltd | AEL
AEXB | AEXB AEI BC Export | Sink | Retired | Avista Energy Inc. | AEI
AF1A | AF1A AEIF SR #1 | Sink | Retired | Advantage Energy Income Fund | AEIF
AF1E | AF1E AEIF SR #2 | Sink | Retired | Advantage Energy Income Fund | AEIF
AF1U | AF1U AEIF SR #3 | Sink | Retired | Advantage Energy Income Fund | AEIF
AFG1 | AFG1 APF Athabasca | Source | Active | Alberta Pacific Forest Industries Inc. | APF
AG1A | AG1A AGS SR#1 | Sink | Active | AltaGas Ltd. | AGS
AG1E | AG1E AGS SR#3 | Sink | Active | AltaGas Ltd. | AGS
AG1U | AG1U AGS SR#2 | Sink | Active | AltaGas Ltd. | AGS
AG2E | AG2E AGS SR #4 | Sink | Active | AltaGas Ltd. | AGS
AGR+ | AGR+ AGR FM Buy | Sink | Active | Agrium Inc. | AGRI
AGR- | AGR- AGR FM Sell | Source | Active | Agrium Inc. | AGRI
AG1X | AGRI AG1X SR#2 | Sink | Active | Agrium Inc. | AGRI
AGS | AGS AGS Transmission Load | Sink | Active | AltaGas Ltd. | AGS
AGS+ | AGS+ AGS FM Buy | Sink | Active | AltaGas Ltd. | AGS
AGS- | AGS- AGS FM Sell | Source | Active | AltaGas Ltd. | AGS
AH1A | AH1A ACEY Ret #1 | Sink | Active | Alberta Cooperative Energy | ACEY
AH1E | AH1E ACEY Ret #4 | Sink | Active | Alberta Cooperative Energy | ACEY
AH1U | AH1U ACEY Ret #2 | Sink | Active | Alberta Cooperative Energy | ACEY
AH1X | AH1X ACEY Ret #3 | Sink | Active | Alberta Cooperative Energy | ACEY
AI1U | AI1U AGRI SR#1 | Sink | Active | Agrium Inc. | AGRI
AI2A | AI2A AINS SR #1 | Sink | Retired | Ainsworth Lumber Co. Ltd. | AINS
AILI | AILI Interruptible load | Sink | Active | Air Liquide Canada Inc. | AILI
AIP+ | AIP+ AIPC FM Buy | Sink | Retired | Altek Independent Power Corp | AIPC
AIP- | AIP- AIPC FM Sell | Source | Retired | Altek Independent Power Corp | AIPC
AKE1 | AKE1 McBride Lake Windfarm | Source | Active | ENMAX Energy Corporation | E12
AL1A | AL1A ALPL RET #1 | Sink | Active | Alberta Power (2000) Ltd. | ALPL
EA2A | AL1A E2SA Ret #1 | Sink | Retired | Alberta Energy Savings L.P. | E2SA
AL1C | AL1C ALPL Ret #8 | Sink | Active | Alberta Power (2000) Ltd. | ALPL
EA2C | AL1C E2SA Ret #8 | Sink | Retired | Alberta Energy Savings L.P. | E2SA
AL1E | AL1E ALPL Ret #2 | Sink | Active | Alberta Power (2000) Ltd. | ALPL
EA2E | AL1E E2SA Ret #5 | Sink | Retired | Alberta Energy Savings L.P. | E2SA
AL1F | AL1F ALPL Ret #10 | Sink | Retired | Alberta Power (2000) Ltd. | ALPL
EA2F | AL1F E2SA Ret #10 | Sink | Retired | Alberta Energy Savings L.P. | E2SA
AL1L | AL1L ALPL Ret #5 | Sink | Active | Alberta Power (2000) Ltd. | ALPL
EA2L | AL1L E2SA Ret #3 | Sink | Retired | Alberta Energy Savings L.P. | E2SA
AL1P | AL1P ALPL Ret #6 | Sink | Active | Alberta Power (2000) Ltd. | ALPL
EA2P | AL1P E2SA Ret #6 | Sink | Retired | Alberta Energy Savings L.P. | E2SA
AL1R | AL1R ALPL Ret #11 | Sink | Active | Alberta Power (2000) Ltd. | ALPL
EA2R | AL1R E2SA Ret #4 | Sink | Retired | Alberta Energy Savings L.P. | E2SA
AL1U | AL1U ANC SR#1 | Sink | Active | Alberta Newsprint Company | ANC
AL1W | AL1W ALPL Ret #9 | Sink | Retired | Alberta Power (2000) Ltd. | ALPL
EA2W | AL1W E2SA Ret #9 | Sink | Retired | Alberta Energy Savings L.P. | E2SA
AL1X | AL1X ALPL Ret #7 | Sink | Active | Alberta Power (2000) Ltd. | ALPL
EA2X | AL1X E2SA Ret #2 | Sink | Retired | Alberta Energy Savings L.P. | E2SA
AL2E | AL2E ALPL Ret #3 | Sink | Active | Alberta Power (2000) Ltd. | ALPL
AL2U | AL2U ALPL Ret #4 | Sink | Active | Alberta Power (2000) Ltd. | ALPL
ALC | ALC Air Liquide Scotford Load | Sink | Active | Air Liquide Canada Inc. | ALC
ALC+ | ALC+ ALC FM Buy | Sink | Active | Air Liquide Canada Inc. | ALC
ALC- | ALC- ALC FM Sell | Source | Active | Air Liquide Canada Inc. | ALC
ALP1 | ALP1 ALP | Source | Active | AltaGas Ltd. | ALP
ALP2 | ALP2 ALP | Source | Active | AltaGas Ltd. | ALP
ALP3 | ALP3 Gordondale | Source | Active | AltaGas Ltd. | ALP
ALPL | ALPL ALPL TC Load | Sink | Active | Alberta Power (2000) Ltd. | ALPL
ALS1 | ALS1 Air Liquide Scotford #1 | Source | Active | Air Liquide Canada Inc. | ALC
AM1U | AM1U AML SR#1 | Sink | Retired | ATCO Midstream Ltd | AML
AML+ | AML+ AML FM Buy | Sink | Retired | ATCO Midstream Ltd | AML
AML- | AML- AML FM Sell | Source | Retired | ATCO Midstream Ltd | AML
AN1A | AN1A AND SR#1 | Sink | Active | Devon Canada Corporation | AND
AN1U | AN1U AND SR#2 | Sink | Active | Devon Canada Corporation | AND
ANC+ | ANC+ ANC FM Buy | Sink | Active | Alberta Newsprint Company | ANC
ANC- | ANC- ANC FM Sell | Source | Active | Alberta Newsprint Company | ANC
ANC1 | ANC1 AB Newsprint | Source | Active | Alberta Newsprint Company | ANC
ANCI | ANCI ANC Ind load | Sink | Active | Alberta Newsprint Company | ANC
AND+ | AND+ AND FM Buy | Sink | Active | Devon Canada Corporation | AND
AND- | AND- AND FM Sell | Source | Active | Devon Canada Corporation | AND
ANPC | ANPC LSSi | Sink | Active | Alberta Newsprint Company | ANC
AO1A | AO1A AOGL SR#1 | Sink | Retired | Avid Oil & Gas Ltd | AOGL
AOG+ | AOG+ AOGL FM Buy | Sink | Retired | Avid Oil & Gas Ltd | AOGL
AOG- | AOG- AOGL FM Sell | Source | Retired | Avid Oil & Gas Ltd | AOGL
AP1A | AP1A APCL SR#1 | Sink | Retired | Apache Canada Ltd | APCL
AP1U | AP1U APCL SR#2 | Sink | Retired | Apache Canada Ltd | APCL
AP2+ | AP2+ ALPL FM BUY | Sink | Active | Alberta Power (2000) Ltd. | ALPL
AP2- | AP2- ALPL FM SELL | Source | Active | Alberta Power (2000) Ltd. | ALPL
APAC | APAC APF LSSi | Sink | Active | Alberta Pacific Forest Industries Inc. | APF
APBC | APBC BC Import Unit | Source | Retired | ATCO Electric | APL
APC+ | APC+ APCL FM Buy | Sink | Retired | Apache Canada Ltd | APCL
APC- | APC- APCL FM Sell | Source | Retired | Apache Canada Ltd | APCL
APF | APF APF TC Load | Sink | Active | Alberta Pacific Forest Industries Inc. | APF
APG1 | API Grain IPP | Source | Retired | API Grain Processors Ltd. | APIG
APL | APL Firm Load | Sink | Retired | ATCO Electric | APL
API2 | APL Import from BCH | Source | Retired | ATCO Electric | APL
API1 | APL Import from SPC | Source | Retired | ATCO Electric | APL
API3 | APL Import from SPC | Source | Retired | ATCO Electric | APL
APL+ | APL+ APL FM Buy | Sink | Active | ATCO Electric Ltd. | APL
APL- | APL- APL FM Sell | Source | Active | ATCO Electric Ltd. | APL
APL1 | APL1 Z-1 ATCO Electric | Sink | Active | ATCO Electric Ltd. | APL
APMT | APMT APC MT Import | Source | Active | ATCO Power Canada Ltd. | APC
APN+ | APN+ APNC FM buy | Sink | Active | ATCO Power Canada Ltd. | APNC
APN- | APN- APNC FM Sell | Source | Active | ATCO Power Canada Ltd. | APNC
APN1 | APN1 APL Interruptible #1 | Sink | Active | ATCO Electric Ltd. | APL
APN2 | APN2 APL Interruptible #2 | Sink | Retired | ATCO Electric | APL
APN3 | APN3 APL Interruptible #3 | Sink | Retired | ATCO Electric | APL
APN4 | APN4 APL Interruptible #4 | Sink | Retired | ATCO Electric | APL
APNC | APNC Nova Joffre Load | Sink | Active | ATCO Power Canada Ltd. | APNC
APS1 | APS1 Scotford Cogen | Source | Active | ATCO Power Scotford Upgrader | APSU
APSK | APSK Sask Import Unit | Source | Retired | ATCO Electric | APL
APX1 | APX1 APL Export to SPC | Sink | Retired | ATCO Electric | APL
APX2 | APX2 APL Export to SPC | Sink | Retired | ATCO Electric | APL
APX3 | APX3 APL Export to SPC | Sink | Retired | ATCO Electric | APL
APX4 | APX4 APL Export to SPC | Sink | Retired | ATCO Electric | APL
APX5 | APX5 APL Export to BCH | Sink | Retired | ATCO Electric | APL
APX6 | APX6 APL Export to BCH | Sink | Retired | ATCO Electric | APL
APX7 | APX7 APL Export to BCH | Sink | Retired | ATCO Electric | APL
APX8 | APX8 APL Export to BCH | Sink | Retired | ATCO Electric | APL
APXB | APXB APC BC Export | Sink | Active | ATCO Power Canada Ltd. | APC
APXM | APXM APC MT Export | Sink | Active | ATCO Power Canada Ltd. | APC
AQ1A | AQ1A ACC Atco LSA R#1 | Sink | Retired | Aquila Canada Corp. | ACC
AQ1E | AQ1E ACC Ret #4 | Sink | Retired | Aquila Canada Corp. | ACC
AQ1L | AQ1L ACC Ret #5 | Sink | Retired | Aquila Canada Corp. | ACC
AQ1U | AQ1U ACC SR | Sink | Retired | Aquila Canada Corp. | ACC
AQ1X | AQ1X ACC R#2 | Sink | Retired | Aquila Canada Corp. | ACC
AQBC | AQBC AQP BC Import | Source | Retired | Aquilon Power Silverhill Fund L.P. | AQP
AQSK | AQSK AQP Sask Import | Source | Retired | Aquilon Power Silverhill Fund L.P. | AQP
AQU1 | AQU1 Flyingshot | Source | Active | Aquatera Utilities Inc. | AQUI
AQXB | AQXB AQP Export to BC | Sink | Retired | Aquilon Power Silverhill Fund L.P. | AQP
AQXS | AQXS AQP Export to Sask | Sink | Retired | Aquilon Power Silverhill Fund L.P. | AQP
AR1A | AR1A ARC SR#1 | Sink | Retired | ARC Resources Ltd | ARC
AR1U | AR1U ARC SR#2 | Sink | Retired | ARC Resources Ltd | ARC
AR2A | AR2A ARGL SR#1 | Sink | Retired | Lightning Oil & Gas Ltd. | ARGL
ARC+ | ARC+ ARC FM Buy | Sink | Retired | ARC Resources Ltd | ARC
ARC- | ARC- ARC FM Sell | Source | Retired | ARC Resources Ltd | ARC
ARC1 | ARC1 | Source | Active | Canadian Natural Resources Ltd. | CNRL
ARD1 | ARD1 Ardenville | Source | Active | TransAlta Corporation | VQW
AS1A | AS1A ASL SR#1 | Sink | Retired | Alta Steel Ltd | ASL
AS1U | AS1U ASL SR#2 | Sink | Retired | Alta Steel Ltd | ASL
AS2A | AS2A AES2 Ret #1 | Sink | Active | Just Energy Alberta L.P. | AES2
AS2C | AS2C AES2 Ret #10 | Sink | Active | Just Energy Alberta L.P. | AES2
AS2E | AS2E AES2 Ret #3 | Sink | Active | Just Energy Alberta L.P. | AES2
AS2F | AS2F AES2 Ret #9 | Sink | Retired | Just Energy Alberta L.P. | AES2
AS2L | AS2L AES2 Ret #5 | Sink | Active | Just Energy Alberta L.P. | AES2
AS2P | AS2P AES2 Ret #8 | Sink | Active | Just Energy Alberta L.P. | AES2
AS2R | AS2R AES2 Ret #7 | Sink | Active | Just Energy Alberta L.P. | AES2
AS2U | AS2U AES2 Ret #4 | Sink | Active | Just Energy Alberta L.P. | AES2
AS2W | AS2W AES2 Ret #6 | Sink | Retired | Just Energy Alberta L.P. | AES2
AS2X | AS2X AES2 Ret #2 | Sink | Active | Just Energy Alberta L.P. | AES2
ASEI | ASEI ASEI Transmission Load | Sink | Retired | Albian Sands Energy Inc. | ASEI
ASL+ | ASL+ ASL FM Buy | Sink | Retired | Alta Steel Ltd | ASL
ASL- | ASL- ASL FM Sell | Source | Retired | Alta Steel Ltd | ASL
AT1A | AT1A APC Ret 1 | Sink | Active | ATCO Power Canada Ltd. | APC
AT1C | AT1C APC Ret 8 | Sink | Active | ATCO Power Canada Ltd. | APC
AT1E | AT1E APC Ret 2 | Sink | Active | ATCO Power Canada Ltd. | APC
AT1F | AT1F APC Ret 10 | Sink | Retired | ATCO Power Canada Ltd. | APC
AT1L | AT1L APC Ret 5 | Sink | Active | ATCO Power Canada Ltd. | APC
AT1P | AT1P APC Ret 6 | Sink | Active | ATCO Power Canada Ltd. | APC
AT1R | AT1R APC Ret 11 | Sink | Active | ATCO Power Canada Ltd. | APC
AT1U | AT1U APC Ret 4 | Sink | Active | ATCO Power Canada Ltd. | APC
AT1W | AT1W APC Ret 9 | Sink | Retired | ATCO Power Canada Ltd. | APC
AT1X | AT1X APC Ret 7 | Sink | Active | ATCO Power Canada Ltd. | APC
AT2+ | AT2+ APC FM BUY | Sink | Active | ATCO Power Canada Ltd. | APC
AT2- | AT2-APC FM SELL | Source | Active | ATCO Power Canada Ltd. | APC
AT2E | AT2E APC Ret 3 | Sink | Active | ATCO Power Canada Ltd. | APC
ATBC | ATBC ATPC Import from BC | Source | Retired | ATCO Power Canada Ltd. | ATPC
ABG1 | ATCO Border Generators #1 | Source | Active | ATCO Electric Ltd. | APL
AIG1 | ATCO Isolated Generators #1 | Source | Active | AESO - Transmission | TAOA
ATG1 | ATCO Temp Generator#1 | Source | Active | ATCO Electric Ltd. | APL
ATSK | ATSK ATPC Import from Sask | Source | Retired | ATCO Power Canada Ltd. | ATPC
ATXB | ATXB ATPC Export to BC | Sink | Retired | ATCO Power Canada Ltd. | ATPC
ATXS | ATXS ATPC Export to Sask | Sink | Retired | ATCO Power Canada Ltd. | ATPC
AU1A | AU1A AMBT RET#1 | Sink | Active | Ambit Energy Canada, ULC | AMBT
AU1E | AU1E AMBT RET#4 | Sink | Active | Ambit Energy Canada, ULC | AMBT
AU1U | AU1U AMBT RET#2 | Sink | Active | Ambit Energy Canada, ULC | AMBT
AU1X | AU1X AMBT RET#3 | Sink | Active | Ambit Energy Canada, ULC | AMBT
AUS | AUS AEC Transmission Load | Sink | Retired | Alberta Energy Company Ltd | AEC
AWE1 | AWE1 Alberta Wind #1 | Source | Active | Alberta Renewable Power Limited Partnership | ARPL
AWE2 | AWE2 Alberta Wind #2 | Source | Active | Alberta Renewable Power Limited Partnership | ARPL
AY1A | AY1A AYLD Ret #1 | Sink | Active | ATCO Energy Ltd. | AYLD
AY1C | AY1C AYLD Ret #3 | Sink | Active | ATCO Energy Ltd. | AYLD
AY1E | AY1E AYLD Ret #7 | Sink | Active | ATCO Energy Ltd. | AYLD
AY1F | AY1F AYLD Ret #5 | Sink | Retired | ATCO Energy Ltd. | AYLD
AY1L | AY1L AYLD Ret #11 | Sink | Active | ATCO Energy Ltd. | AYLD
AY1P | AY1P AYLD Ret #9 | Sink | Active | ATCO Energy Ltd. | AYLD
AY1R | AY1R AYLD Ret #6 | Sink | Active | ATCO Energy Ltd. | AYLD
AY1U | AY1U AYLD Ret #10 | Sink | Active | ATCO Energy Ltd. | AYLD
AY1W | AY1W AYLD Ret #4 | Sink | Retired | ATCO Energy Ltd. | AYLD
AY1X | AY1X AYLD Ret #2 | Sink | Active | ATCO Energy Ltd. | AYLD
AY2E | AY2E AYLD Ret #8 | Sink | Active | ATCO Energy Ltd. | AYLD
AZ1A | AZ1A AZLD Ret #1 | Sink | Active | ATCO Energy Ltd. | AZLD
AZ1C | AZ1C AZLD Ret #3 | Sink | Active | ATCO Energy Ltd. | AZLD
AZ1E | AZ1E AZLD Ret #7 | Sink | Active | ATCO Energy Ltd. | AZLD
AZ1F | AZ1F AZLD Ret #5 | Sink | Retired | ATCO Energy Ltd. | AZLD
AZ1L | AZ1L AZLD Ret #11 | Sink | Active | ATCO Energy Ltd. | AZLD
AZ1P | AZ1P AZLD Ret #9 | Sink | Active | ATCO Energy Ltd. | AZLD
AZ1R | AZ1R AZLD Ret #6 | Sink | Active | ATCO Energy Ltd. | AZLD
AZ1U | AZ1U AZLD Ret #10 | Sink | Active | ATCO Energy Ltd. | AZLD
AZ1W | AZ1W AYLD Ret #4 | Sink | Retired | ATCO Energy Ltd. | AZLD
AZ1X | AZ1X AZLD Ret #2 | Sink | Active | ATCO Energy Ltd. | AZLD
AZ2E | AZ2E AZLD Ret #8 | Sink | Active | ATCO Energy Ltd. | AZLD
AMB1 | Avalon Solar #1 | Source | Retired | Howell-Mayhew Engineering Inc | HME
B2PE | B2PE BPC2 Ret #8 | Sink | Retired | BP Canada Energy Company | BPC2
B32E | B32E BPC2 Ret #9 | Sink | Retired | BP Canada Energy Company | BPC2
BA1A | BA1A BREA SR #2 | Sink | Active | Battle River Cooperative REA Ltd. | BREA
BA1U | BA1U BREA SR#1 | Sink | Active | Battle River Cooperative REA Ltd. | BREA
BA2A | BA2A BRE2 Ret #2 | Sink | Active | Battle River Cooperative REA Ltd. | BRE2
BA2U | BA2U BRE2 Ret. 2 | Sink | Active | Battle River Cooperative REA Ltd. | BRE2
BAEI | BAEI BAEI TC Load | Sink | Retired | BA Energy Inc. | BAEI
BAR | BAR Barrier total | Source | Retired | TransAlta Utilities | TAU
BAS1 | BAS1 BASN Generator | Source | Retired | Barry Snow | BASN
BB1A | BB1A BBL SR#1 | Sink | Retired | Boucher Bros. Lumber Ltd. | BBL
EDBC | BC Import Unit | Source | Retired | EPCOR Distribution Inc. | EPD
BCLL | BC Line Loss | Sink | Active | AESO - Transmission | TAOA
BC1A | BC1A BCWP Ret #1 | Sink | Active | Bull Creek Wind Power Limited Partnership | BCWP
BC1E | BC1E BCWP Ret #2 | Sink | Active | Bull Creek Wind Power Limited Partnership | BCWP
BC1L | BC1L BCWP Ret #4 | Sink | Active | Bull Creek Wind Power Limited Partnership | BCWP
BC1P | BC1P BCWP Ret #5 | Sink | Active | Bull Creek Wind Power Limited Partnership | BCWP
BC1U | BC1U BCWP Ret #3 | Sink | Active | Bull Creek Wind Power Limited Partnership | BCWP
BC1X | BC1X BCWP Ret #6 | Sink | Active | Bull Creek Wind Power Limited Partnership | BCWP
BCBC | BCBC BPC BC Import | Source | Retired | BP Canada Energy Company | BPC
BCH | BCH PWX Transmission Load | Sink | Active | Powerex Corp. | PWX
BCR2 | BCR2 Bear Creek Cogen Plant | Source | Active | TransCanada Energy Ltd. | TCN
BCRK | BCRK Bear Creek Cogen | Source | Active | TransCanada Energy Ltd. | TCN
BCW1 | BCW1 Beach Corner Wind #1 | Source | Retired | Howell-Mayhew Engineering Inc | HME
BE1A | BE1A BEL SR #2 | Sink | Retired | Baytex Energy Ltd | BEL
BE1U | BE1U BEL SR #1 | Sink | Retired | Baytex Energy Ltd | BEL
BEAV | BEAV BRIS #1 | Source | Retired | Beaver Regional Industrial Services Corporation | BRIS
BEBC | BEBC BEML BC Import | Source | Retired | Brookfield Energy Marketing LP | BEML
BEC1 | BEC1 BEC Pigeon Lake | Source | Retired | Shiningstar Energy Ltd. | SSEL
BEL+ | BEL+ BEL FM Buy | Sink | Retired | Baytex Energy Ltd | BEL
BEL- | BEL- BEL FM Sell | Source | Retired | Baytex Energy Ltd | BEL
BEXB | BEXB BEML BC Export | Sink | Retired | Brookfield Energy Marketing LP | BEML
BHG1 | BHG1 BHL Burrcan#1 | Source | Retired | Burrcan Holdings Ltd. | BHL
BIG | BIG Bighorn Hydro | Source | Active | TransAlta Generation Partnership | TAU
BL01 | BL01 Blindloss #1 | Source | Retired | Mercury Energy Corporation | MERC
BL1U | BL1U BELL SR1 | Sink | Retired | Bell Pole Company | BELL
BAP+ | BLP+ Bal Pool FWD Buy | Sink | Active | Balancing Pool | BALP
BLW1 | BLW1 Bob Lawrence Wind #1 | Source | Retired | Howell-Mayhew Engineering Inc | HME
BLYR | BLYR Belly River | Source | Active | TransAlta Corporation | TAC2
BMA1 | BMA1 NDP | Source | Inactive | NDP | NDP
BMA2 | BMA2 NDP | Source | Inactive | NDP | NDP
BON1 | BON1 Bonnybrook | Source | Active | The City of Calgary | COC
BOW1 | BOW1 Bow River Hydro | Source | Active | TransAlta Generation Partnership | TAU
BOWA | BOWA BOWA TC Load | Sink | Active | BowArk Energy Ltd. | BOWA
BP1A | BP1A BPC R#1 | Sink | Suspended | BP Canada Energy Company | BPC
BP1E | BP1E BPC R#2 | Sink | Suspended | BP Canada Energy Company | BPC
BP1F | BP1F BPC Ret #5 | Sink | Suspended | BP Canada Energy Company | BPC
BP1L | BP1L BPC Ret #6 | Sink | Suspended | BP Canada Energy Company | BPC
BP1P | BP1P BPC Ret #8 | Sink | Suspended | BP Canada Energy Company | BPC
BP1R | BP1R BPC Ret #7 | Sink | Suspended | BP Canada Energy Company | BPC
BP1T | BP1T BPC Interruptible Load | Sink | Suspended | BP Canada Energy Company | BPC
BP1U | BP1U BPC R#3 | Sink | Suspended | BP Canada Energy Company | BPC
BP1X | BP1X BPC Ret #9 | Sink | Suspended | BP Canada Energy Company | BPC
BP2A | BP2A BPC2 Ret #1 | Sink | Retired | BP Canada Energy Company | BPC2
BP2C | BP2C BPC2 Ret #3 | Sink | Retired | BP Canada Energy Company | BPC2
BP2E | BP2E BPC EP Zone2 | Sink | Suspended | BP Canada Energy Company | BPC
BP2F | BP2F BPC2 Ret #5 | Sink | Retired | BP Canada Energy Company | BPC2
BP2L | BP2L BPC2 Ret #6 | Sink | Retired | BP Canada Energy Company | BPC2
BP2P | BP2P BPC2 Ret #10 | Sink | Retired | BP Canada Energy Company | BPC2
BP2R | BP2R BPC2 Ret #7 | Sink | Retired | BP Canada Energy Company | BPC2
BP2U | BP2U BPC2 Ret #11 | Sink | Retired | BP Canada Energy Company | BPC2
BP2W | BP2W BPC2 Ret #4 | Sink | Retired | BP Canada Energy Company | BPC2
BP2X | BP2X BPC2 Ret #2 | Sink | Retired | BP Canada Energy Company | BPC2
BP3A | BP3A BPC3 Ret #1 | Sink | Retired | BP Canada Energy Company | BPC3
BP3C | BP3C BPC3 Ret #3 | Sink | Retired | BP Canada Energy Company | BPC3
BP3E | BP3E BPC3 Ret #8 | Sink | Retired | BP Canada Energy Company | BPC3
BP3F | BP3F BPC3 Ret #5 | Sink | Retired | BP Canada Energy Company | BPC3
BP3L | BP3L BPC3 Ret #6 | Sink | Retired | BP Canada Energy Company | BPC3
BP3P | BP3P BPC3 Ret #9 | Sink | Retired | BP Canada Energy Company | BPC3
BP3R | BP3R BPC3 Ret #7 | Sink | Retired | BP Canada Energy Company | BPC3
BP3U | BP3U BPC3 Ret #10 | Sink | Retired | BP Canada Energy Company | BPC3
BP3W | BP3W BPC3 Ret #4 | Sink | Retired | BP Canada Energy Company | BPC3
BP3X | BP3X BPC3 Ret #2 | Sink | Retired | BP Canada Energy Company | BPC3
BP7E | BP7E BPC R#4 | Sink | Suspended | BP Canada Energy Company | BPC
BPI1 | BPA Import from BCH | Source | Retired | Bonneville Power Adm. | BPA
BPA+ | BPA+ BPA FM Buy | Sink | Retired | Bonneville Power Adm. | BPA
BPA- | BPA- BPA FM Sell | Source | Retired | Bonneville Power Adm. | BPA
BPBC | BPBC BC Import Unit | Source | Retired | Bonneville Power Adm. | BPA
BPC+ | BPC+ BPC FM Buy | Sink | Suspended | BP Canada Energy Company | BPC
BPC- | BPC- BPC FM Sell | Source | Suspended | BP Canada Energy Company | BPC
BPE1 | BPE1 BPA Export to BCH | Sink | Retired | Bonneville Power Adm. | BPA
BPH | BPH BP Hayter SPL Feed | Source | Active | FortisAlberta Inc. | UNCA
BPSK | BPSK BPC Sask Import | Source | Retired | BP Canada Energy Company | BPC
BPXB | BPXB BP BC Export | Sink | Retired | BP Canada Energy Company | BPC
BPXS | BPXS BP Sask Export | Sink | Retired | BP Canada Energy Company | BPC
BR1A | BR1A BRC SR #1 | Sink | Retired | Burlington Resources Canada | BRC
BR1U | BR1U BRC SR#2 | Sink | Retired | Burlington Resources Canada | BRC
BR3 | BR3 Battle River #3 | Source | Active | Alberta Power (2000) Ltd. | ALPL
BR4 | BR4 Battle River #4 | Source | Active | Alberta Power (2000) Ltd. | ALPL
BR5 | BR5 Battle River #5 | Source | Active | Alberta Power (2000) Ltd. | ALPL
BRA | BRA Brazeau Hydro | Source | Active | TransAlta Generation Partnership | TAU
BRC+ | BRC+ BRC FM Buy | Sink | Retired | Burlington Resources Canada | BRC
BRC- | BRC- BRC FM Sell | Source | Retired | Burlington Resources Canada | BRC
BRE1 | BRE1 BREC TC Load | Sink | Active | PetroChina Canada Ltd. | BREC
BRW | BRW EST13918 | Source | Active | TransAlta Corporation | VQW
BSC1 | BSC1 Brooks Solar | Source | Active | Brooks Solar Corporation | BSC
BSR1 | BSR1 Blackspring Ridge | Source | Active | EDF Renewables Development Inc. | BSRW
BSRW | BSRW TC LOAD | Sink | Active | EDF Renewables Development Inc. | BSRW
BTR1 | BTR1 Blue Trail Wind | Source | Active | TransAlta Corporation | VQW
BUL1 | BUL1 Bull Creek | Source | Active | Bull Creek Wind Power Limited Partnership | BCWP
BUL2 | BUL2 Bull Creek | Source | Active | Bull Creek Wind Power Limited Partnership | BCWP
BV01 | BV01 Broxburn Vegetables #1 | Source | Retired | Mercury Energy Corporation | MERC
BV1A | BV1A BVPL SR #1 | Sink | Retired | Bonavista Petroleum Limited | BVPL
BV1U | BV1U BVPL SR #2 | Sink | Retired | Bonavista Petroleum Limited | BVPL
BR1 | Battle River #1 | Source | Retired | ATCO Electric | APL
BR2 | Battle River #2 | Source | Retired | ATCO Electric | APL
BRL1 | Bear Lake Wind #1 | Source | Retired | Dennis Geherman | DGEH
CA1A | CA1A CHEL SR#1 | Sink | Retired | Canadian Hunter Exploration | CHEL
CA1U | CA1U CHEL SR#2 | Sink | Retired | Canadian Hunter Exploration | CHEL
CA1X | CA1X CAA SR#1 | Sink | Retired | The Calgary Airport Authority | CAA
CAA+ | CAA+ CAA FM Buy | Sink | Retired | The Calgary Airport Authority | CAA
CAA- | CAA- CAA FM Sell | Source | Retired | The Calgary Airport Authority | CAA
CABC | CABC CETC BC Import | Source | Retired | Cargill Energy Trading Canada Inc. | CETC
CAEC | CAEC CAEC TC Load | Sink | Active | Calgary Energy Centre No. 2 Inc. | CAEC
CAL1 | CAL1 CALP Gen #1 | Source | Active | Calgary Energy Centre No. 2 Inc. | CAEC
CALP | CALP CALP Transmission Load | Sink | Retired | Calpine Canada Power Ltd. | CALP
CAMT | CAMT CETC MT Import | Source | Retired | Cargill Energy Trading Canada Inc. | CETC
CASK | CASK CETC SK Import | Source | Retired | Cargill Energy Trading Canada Inc. | CETC
CAXB | CAXB CETC BC Export | Sink | Retired | Cargill Energy Trading Canada Inc. | CETC
CAXM | CAXM CETC MT Export | Sink | Retired | Cargill Energy Trading Canada Inc. | CETC
CAXS | CAXS CETC SK Export | Sink | Retired | Cargill Energy Trading Canada Inc. | CETC
CAY1 | CAY1 NDP | Source | Inactive | NDP | NDP
CAY2 | CAY2 NDP | Source | Inactive | NDP | NDP
CB1U | CB1U CBCM SR#1 | Sink | Active | Crypto Blockchain Mining LTD | CBCM
CC01 | CC01 Calgary #1 | Source | Active | The City of Calgary | COC
CC02 | CC02 Shepard Landfill | Source | Active | The City of Calgary | COC
CC1A | CC1A CCR SR#1 | Sink | Inactive | Calpine Canada Resources Ltd. | CCR
CC1U | CC1U CECI Utilicorp | Sink | Active | Shell Energy North America (Canada) Inc. | CECI
CCB1 | CCB1 Cabre Cynthia #1 | Source | Retired | Efficient Energy Resources Ltd | EERL
CCBC | CCBC BC Import Unit | Source | Retired | ENMAX Energy Corporation | EEC
CCD1 | CCD1 ENMAX Disco #1 | Sink | Active | ENMAX Energy Corporation | EEC
CCD2 | CCD2 ENMAX Disco #2 | Sink | Retired | ENMAX Power Corporation | CCES
CCD3 | CCD3 ENMAX Disco #3 | Sink | Retired | ENMAX Power Corporation | CCES
CCD4 | CCD4 ENMAX Disco #4 | Sink | Retired | ENMAX Power Corporation | CCES
CCE1 | CCE1 ENMAX BCH Export | Sink | Retired | ENMAX Energy Corporation | EEC
CCE2 | CCE2 ENMAX SPC Export | Sink | Retired | ENMAX Energy Corporation | EEC
CCES | CCES Firm Load | Sink | Retired | ENMAX Power Corporation | CCES
CCI1 | CCES Import from BCH | Source | Retired | Enmax Corporation | CCES
CCH1 | CCH1 NDP | Source | Inactive | NDP | NDP
CCI+ | CCI+ CECI FM Buy | Sink | Active | Shell Energy North America (Canada) Inc. | CECI
CCI- | CCI- CECI FM Sell | Source | Active | Shell Energy North America (Canada) Inc. | CECI
CCM9 | CCM9 Cancarb Medicine Hat | Sink | Retired | TransCanada Energy Ltd. | TCN
CCMH | CCMH Cancarb Medicine Hat | Source | Active | Cancarb Ltd. | CCL
CCR+ | CCR+ CCRL FM Buy | Sink | Retired | Chevron Canada Resources | CCRL
CCR- | CCR- CCRL FM Sell | Source | Retired | Chevron Canada Resources | CCRL
CCSK | CCSK Enmax Import Sask | Source | Retired | ENMAX Energy Corporation | EEC
CCXB | CCXB CECO BC Export | Sink | Retired | Candela Energy Corporation | CECO
CD1U | CD1U CHD Ret #1 | Sink | Retired | Canadian Hydro Developers, Inc. | CHD
CE!A | CE1A CECI Atco | Sink | Active | Shell Energy North America (Canada) Inc. | CECI
CE1A | CE1A CEL SR#1 | Sink | Retired | Comax Energy Ltd. | CEL
CE1C | CE1C CECI Cardston Enmax | Sink | Active | Shell Energy North America (Canada) Inc. | CECI
CE1E | CE1E CECI Ret #10 | Sink | Active | Shell Energy North America (Canada) Inc. | CECI
CE1F | CE1F CECI Ft. Macleod Enmx | Sink | Retired | Shell Energy North America (Canada) Inc. | CECI
CE1L | CE1L CECI Leth Enmx | Sink | Active | Shell Energy North America (Canada) Inc. | CECI
CE1R | CE1R CECI Red Deer Enmx | Sink | Active | Shell Energy North America (Canada) Inc. | CECI
CE1U | CE1U CEI SR#1 | Sink | Retired | Courage Energy Inc. | CEI
CE1W | CE1W CCEI Crowsnest Enmx | Sink | Retired | Shell Energy North America (Canada) Inc. | CECI
CE1X | CE1X CECI Enmax | Sink | Active | Shell Energy North America (Canada) Inc. | CECI
CE2E | CE2E CECI Ret #11 | Sink | Active | Shell Energy North America (Canada) Inc. | CECI
CEBC | CEBC Candela BC Import | Source | Retired | Candela Energy Corporation | CECO
CEC+ | CEC+ CECO FM Buy | Sink | Retired | Candela Energy Corporation | CECO
CEC- | CEC- CECO FM Sell | Source | Retired | Candela Energy Corporation | CECO
CEI+ | CEI+ CEI FM Buy | Sink | Retired | Courage Energy Inc. | CEI
CEI- | CEI- CEI FM Sell | Source | Retired | Courage Energy Inc. | CEI
CEN2 | CEN2 TC Load | Sink | Active | Cenovus Energy Inc. | CEN2
CES1 | CES1 CESC Gas Gen | Source | Active | Calgary Energy Centre No. 2 Inc. | CAEC
CES2 | CES2 CESC Steam Gen | Source | Active | Calgary Energy Centre No. 2 Inc. | CAEC
CESC | CESC CESC Transmission Load | Sink | Retired | Calpine Energy Services Canada Partnership | CESC
CESK | CESK Candela Sask Import | Source | Retired | Candela Energy Corporation | CECO
CEXB | CEXB CECI BC Export | Sink | Retired | Coral Energy Canada Inc. | CECI
CFO3 | CFO3 CFOL Herronton | Source | Retired | Lone Pine Resources Canada Ltd. | CFOL
CFO1 | CFOL CFO1 Kessler#1 | Source | Retired | Canadian Forest Oil Ltd. | CFOL
CFO2 | CFOL CFO2 Kessler#2 | Source | Retired | Canadian Forest Oil Ltd. | CFOL
CFPL | CFPL CFPL TC Load | Sink | Active | Canadian Forest Products Ltd. | CFPL
CG1 | CG1 Clover Bar #1 | Source | Retired | EPCOR Generation Inc. | EGI
CG1A | CG1A CNG SR1 | Sink | Retired | Calpine Natural Gas, L.P. | CNG
CG1U | CG1U CNG SR2 | Sink | Retired | Calpine Natural Gas, L.P. | CNG
CG1X | CG1X CGE Ret #1 | Sink | Retired | Canadian Gas & Elec. Co. Ltd. | CGE
CG2 | CG2 Clover Bar #2 | Source | Retired | EPCOR Generation Inc. | EGI
CG2X | CG2X CGEI Ret #1 | Sink | Retired | Canadian Gas & Electric Inc. | CGEI
CG3 | CG3 Clover Bar #3 | Source | Retired | EPCOR Generation Inc. | EGI
CG4 | CG4 Clover Bar #4 | Source | Retired | EPCOR Generation Inc. | EGI
CGBC | CGBC CGEC BC Import | Source | Retired | Citigroup Energy Canada ULC | CGEC
CGE+ | CGE+ CGE FM Buy | Sink | Retired | Canadian Gas & Elec. Co. Ltd. | CGE
CGE- | CGE- CGE FM Sell | Source | Retired | Canadian Gas & Elec. Co. Ltd. | CGE
CGEI | CGEI CGEI TC Load | Sink | Retired | Canadian Gas & Electric Inc. | CGEI
CGL1 | CGL1 Clover Bar Landfill | Source | Active | Capital Power (Alberta) Limited Partnership | EPDA
CGMT | CGMT CGEC MT Import | Source | Retired | Citigroup Energy Canada ULC | CGEC
CGR+ | CGR+ CRGL FM Buy | Sink | Active | Cargill Limited | CRGL
CGR- | CGR- CRGL FM Sell | Source | Active | Cargill Limited | CRGL
CGSK | CGSK CGEC Sask Import | Source | Retired | Citigroup Energy Canada ULC | CGEC
CGXB | CGXB CGEC BC Export | Sink | Retired | Citigroup Energy Canada ULC | CGEC
CGXM | CGXM CGEC MT Export | Sink | Retired | Citigroup Energy Canada ULC | CGEC
CGXS | CGXS CGEC Sask Export | Sink | Retired | Citigroup Energy Canada ULC | CGEC
CH1A | CH1A SR #2 | Sink | Retired | Chevron Canada Resources | CCRL
CH1U | CH1U SR #1 | Sink | Retired | Chevron Canada Resources | CCRL
CH1X | CH1X CCRL SR#3 | Sink | Retired | Chevron Canada Resources | CCRL
CHD | CHD CHD Transmission Load | Sink | Retired | Canadian Hydro Developers, Inc. | CHD
CHD+ | CHD+ CHD FM Buy | Sink | Retired | Canadian Hydro Developers, Inc. | CHD
CHD- | CHD- CHD FM Sell | Source | Retired | Canadian Hydro Developers, Inc. | CHD
CHE+ | CHE+ CHEL FM Buy | Sink | Retired | Canadian Hunter Exploration | CHEL
CHE- | CHE- CHEL FM Sell | Source | Retired | Canadian Hunter Exploration | CHEL
CHIN | CHIN Chin Chute | Source | Active | Irrigation Canal Power Co-op Ltd. | ICPL
CHR+ | CHR+ CHR FM Buy | Sink | Retired | Chinook Health Region | CHR
CHR- | CHR- CHR FM Sell | Source | Retired | Chinook Health Region | CHR
CHR1 | CHR1 Chinook Health Cogen | Source | Retired | Chinook Health Region | CHR
CHS1 | CHS1 CHSL Gen#1 | Source | Retired | Collicutt Hanover Services Ltd | CHRL
CI1A | CI1A CEI SR #2 | Sink | Retired | Courage Energy Inc. | CEI
CIMB | CIMB CECI BC Import | Source | Retired | Coral Energy Canada Inc. | CECI
CISK | CISK CECI SK Import | Source | Retired | Coral Energy Canada Inc. | CECI
CIXS | CIXS CECI SK Export | Sink | Retired | Coral Energy Canada Inc. | CECI
CL01 | CL01 Christina Lake | Source | Active | Cenovus Energy Inc. | ENC2
CL1A | CL1A CLGL SR #1 | Sink | Retired | Country Lane Greenhouses | CLGL
CL1U | CL1U CCR SR#2 | Sink | Inactive | Calpine Canada Resources Ltd. | CCR
CLG1 | CLG1 CLGL Waukesha Climax | Source | Retired | Country Lane Greenhouses | CLGL
CMH | CMH Medicine Hat Load | Sink | Active | City of Medicine Hat | CMH
CMH+ | CMH+ CMH FM Buy | Sink | Active | City of Medicine Hat | CMH
CMH- | CMH- CMH FM Sell | Source | Active | City of Medicine Hat | CMH
CMH1 | CMH1 Medicine Hat #1 | Source | Active | City of Medicine Hat | CMH
CMHL | CMHL Medicine Hat Load | Sink | Active | City of Medicine Hat | CMH
CN1A | CN1A CNRL SR#1 | Sink | Active | Canadian Natural Resources Ltd. | CNRL
CN1R | CN1R CNRL SR#3 | Sink | Active | Canadian Natural Resources Ltd. | CNRL
CN1U | CN1U CNRL SR#2 | Sink | Active | Canadian Natural Resources Ltd. | CNRL
CN2A | CN2A CNE Ret #1 | Sink | Retired | Constellation NewEnergy Canada | CNE
CN2C | CN2C CNE Ret #3 | Sink | Retired | Constellation NewEnergy Canada | CNE
CN2E | CN2E CNE Ret #8 | Sink | Retired | Constellation NewEnergy Canada | CNE
CN2F | CN2F CNE Ret #5 | Sink | Retired | Constellation NewEnergy Canada | CNE
CN2L | CN2L CNE Ret #6 | Sink | Retired | Constellation NewEnergy Canada | CNE
CN2P | CN2P CNE Ret #9 | Sink | Retired | Constellation NewEnergy Canada | CNE
CN2R | CN2R CNE Ret #7 | Sink | Retired | Constellation NewEnergy Canada | CNE
CN2U | CN2U CNE Ret #10 | Sink | Retired | Constellation NewEnergy Canada | CNE
CN2W | CN2W CNE Ret #4 | Sink | Retired | Constellation NewEnergy Canada | CNE
CN2X | CN2X CNE Ret #2 | Sink | Retired | Constellation NewEnergy Canada | CNE
CN3E | CN3E CNE Ret #11 | Sink | Retired | Constellation NewEnergy Canada | CNE
CNE+ | CNE+ CNE FM Buy | Sink | Retired | Constellation NewEnergy Canada | CNE
CNE- | CNE- CNE FM Sell | Source | Retired | Constellation NewEnergy Canada | CNE
CNR+ | CNR+ CNR FM Buy | Sink | Active | Canadian Natural Resources Ltd. | CNRL
CNR- | CNR- CNRL FM Sell | Source | Active | Canadian Natural Resources Ltd. | CNRL
CNR1 | CNR1 CNRL Grand Forks | Source | Active | Canadian Natural Resources Ltd. | CNRL
CNR2 | CNR2 CNRL Gen #2 | Source | Retired | Canadian Natural Resources Ltd | CNRL
CNR3 | CNR3 CNRL Wascanna-Brintnell | Source | Active | Canadian Natural Resources Ltd. | CNRL
CNR5 | CNR5 CNRL Horizon | Source | Active | Canadian Natural Resources Ltd. | CNRL
CNR6 | CNR6 Wabasca-Desmerais | Source | Active | Canadian Natural Resources Ltd. | CNRL
CNRL | CNRL CNRL TC Load | Sink | Active | Canadian Natural Resources Ltd. | CNRL
CNUL | CNUL TC Load | Sink | Active | Canadian Natural Upgrading Limited | CNUL
CO1A | CO1A CONC SR #2 | Sink | Active | ConocoPhillips Canada Resources Corp. | CONC
CO1U | CO1U CONC SR#1 | Sink | Active | ConocoPhillips Canada Resources Corp. | CONC
CO1X | CO1X CONC SR #3 | Sink | Active | ConocoPhillips Canada Resources Corp. | CONC
COA1 | COA1 COA Gen #1 | Source | Retired | City of Airdrie | COA
CON+ | CON+ CONC FM Buy | Sink | Active | ConocoPhillips Canada Resources Corp. | CONC
CON- | CON- CONC FM Sell | Source | Active | ConocoPhillips Canada Resources Corp. | CONC
CP1A | CP1A CPL SR#1 | Sink | Active | Inter Pipeline (Corridor) Inc. | CPL
CP1U | CP1U CPL SR #2 | Sink | Active | Inter Pipeline (Corridor) Inc. | CPL
CPBC | CPBC CESC Import from BC | Source | Retired | Calpine Energy Services Canada Partnership | CESC
CPC1 | CPC1 CPC Gen#1 | Source | Retired | Cascade Power Corp | CPC
CPL | CPL CPL TC LOAD | Sink | Active | Inter Pipeline (Corridor) Inc. | CPL
CPLP | CPLP CPLP TC Load | Sink | Retired | Calpine Power L.P. | CPLP
CPW | CPW TC Load | Sink | Active | Capital Power LP | CPW
CPXB | CPXB CESC Export to BC | Sink | Retired | Calpine Energy Services Canada Partnership | CESC
CR01 | CR01 Conoco Resources #1 | Source | Retired | Pengrowth Corporation 1 | PGCP
CR02 | CR02 Conoco Resources #2 | Source | Retired | Pengrowth Corporation 1 | PGCP
CR03 | CR03 Conoco Resources #3 | Source | Retired | Pengrowth Corporation 1 | PGCP
CR04 | CR04 Conoco Resources #4 | Source | Retired | Pengrowth Corporation 1 | PGCP
CR05 | CR05 Conoco Resources #5 | Source | Retired | Pengrowth Corporation 1 | PGCP
CR06 | CR06 Conoco Resources #6 | Source | Retired | Pengrowth Corporation 1 | PGCP
CR07 | CR07 Conoco Resources #7 | Source | Retired | Pengrowth Corporation 1 | PGCP
CR08 | CR08 Conoco Resources #8 | Source | Retired | Pengrowth Corporation 1 | PGCP
CR09 | CR09 Conoco Resources #9 | Source | Retired | Pengrowth Corporation 1 | PGCP
CR1 | CR1 ARM2262 Castle River | Source | Active | TransAlta Corporation | VQW
CR1L | CR1L CRGL SR#2 | Sink | Active | Cargill Limited | CRGL
CR1U | CR1U CRGL SR#1 | Sink | Active | Cargill Limited | CRGL
CR1X | CR1X CRGL SR#3 | Sink | Active | Cargill Limited | CRGL
CR2U | CR2U CRL SR | Sink | Active | Bonterra Energy Corp. | CRL
CRE1 | CRE1 Cowley Ridge Expansion #1 | Source | Retired | Cowley Ridge Wind Power Inc. | CWPI
CRE2 | CRE2 Cowley Ridge Expansion #2 | Source | Retired | Cowley Ridge Wind Power Inc. | CWPI
CRE3 | CRE3 Cowley Ridge Expansion #3 | Source | Active | TransAlta Corporation | VQW
CRG1 | CRG1 Camrose Generator | Source | Active | Cargill Limited | CRGL
CRH1 | CRH1 NDP | Source | Inactive | NDP | NDP
EAI1 | CRO IMP from BC | Source | Retired | ESBI Alberta Ltd. | EAL
CRR | CRR TC Load | Sink | Active | Castle Rock Ridge LP | CRR
CRR1 | CRR1 Enel Alberta Castle Rock Wind Farm | Source | Active | Castle Rock Ridge LP | CRR
CRS1 | CRS1 Summit- Crossfield | Source | Active | ENMAX Generation Portfolio Inc. | EGPI
CRS2 | CRS2 Summit- Crossfield | Source | Active | ENMAX Generation Portfolio Inc. | EGPI
CRS3 | CRS3 Summit- Crossfield | Source | Active | ENMAX Generation Portfolio Inc. | EGPI
CRW1 | CRW1 Cowley Ridge | Source | Retired | Cowley Ridge Wind Power Inc. | CWPI
CSBC | CSBC CONS Import from BC | Source | Active | Exelon Generation Company, LLC | CONS
CSMT | CSMT CONS Import | Source | Active | Exelon Generation Company, LLC | CONS
CSSK | CSSK CONS Import from Sask | Source | Active | Exelon Generation Company, LLC | CONS
CSXB | CSXB CONS Export to BC | Sink | Active | Exelon Generation Company, LLC | CONS
CSXM | CSXM CONS Export | Sink | Active | Exelon Generation Company, LLC | CONS
CSXS | CSXS CONS Export to Sask | Sink | Active | Exelon Generation Company, LLC | CONS
CT1A | CT1A CCNP SR #2 | Sink | Retired | Calpine Canada Natural Gas Prt | CCNP
CT1U | CT1U CCNP SR #1 | Sink | Retired | Calpine Canada Natural Gas Prt | CCNP
CUP+ | CUP+ CUPC FM Buy | Sink | Active | ATCO Power Canada Ltd. | CUPC
CUP- | CUP- CUPC FM Sell | Source | Active | ATCO Power Canada Ltd. | CUPC
CUPC | CUPC CUPC Transmission Load | Sink | Active | ATCO Power Canada Ltd. | CUPC
CVH1 | CVH1 Cabre Virginia Hills #1 | Source | Retired | Enermark Inc. | EMI
CWBC | CWBC CAWP BC Import | Source | Active | CWP Energy Inc. | CAWP
CWMT | CWMT CAWP MT Import | Source | Active | CWP Energy Inc. | CAWP
CWPI | CWPI TC LOAD | Sink | Retired | Cowley Ridge Wind Power Inc. | CWPI
CWSK | CWSK CAWP SK Import | Source | Active | CWP Energy Inc. | CAWP
CWXB | CWXB CAWP Export | Sink | Active | CWP Energy Inc. | CAWP
CWXM | CWXM CAWP MT Export | Sink | Active | CWP Energy Inc. | CAWP
CWXS | CWXS CAWP SK Export | Sink | Active | CWP Energy Inc. | CAWP
CY1A | CY1A CYTE SR #2 | Sink | Active | Harvest Operations Corp. | CYTE
CY1U | CY1U CYTE SR #1 | Sink | Active | Harvest Operations Corp. | CYTE
CZ1U | CZ1U CREA SR#1 | Sink | Active | EQUS REA Ltd. | CREA
DA1A | DA1A DAIS SR#1 | Sink | Active | Daishowa-Marubeni International Ltd. | DAIS
DAI+ | DAI+ DAI FM Buy | Sink | Active | Daishowa-Marubeni International Ltd. | DAIS
DAI- | DAI- DAIS FM Sell | Source | Active | Daishowa-Marubeni International Ltd. | DAIS
DAI1 | DAI1 52MW Turbo Generator | Source | Active | Daishowa-Marubeni International Ltd. | DAIS
DB1A | DB1A CEIB RET#1 | Sink | Active | Cenovus Energy Inc. | CEIB
DB1U | DB1U CEIB RET#2 | Sink | Active | Cenovus Energy Inc. | CEIB
DC1A | DC1A DCI R#1 | Sink | Retired | Dynegy Canada Marketing&Trade | DCI
DC1C | DC1C DCI R#7 | Sink | Retired | Dynegy Canada Marketing&Trade | DCI
DC1E | DC1E DCI R#4 | Sink | Retired | Dynegy Canada Marketing&Trade | DCI
DC1F | DC1F DCI R#8 | Sink | Retired | Dynegy Canada Marketing&Trade | DCI
DC1L | DC1L DCI R#6 | Sink | Retired | Dynegy Canada Marketing&Trade | DCI
DC1P | DC1P DCI R | Sink | Retired | Dynegy Canada Marketing&Trade | DCI
DC1R | DC1R DCI R#5 | Sink | Retired | Dynegy Canada Marketing&Trade | DCI
DC1U | DC1U DCI R#2 | Sink | Retired | Dynegy Canada Marketing&Trade | DCI
DC1W | DC1W DCI R#9 | Sink | Retired | Dynegy Canada Marketing&Trade | DCI
DC1X | DC1X DCI R#3 | Sink | Retired | Dynegy Canada Marketing&Trade | DCI
DCBC | DCBC DCI BC Import | Source | Retired | Dynegy Canada Marketing&Trade | DCI
DCI+ | DCI+ DCI FM Buy | Sink | Retired | Dynegy Canada Marketing&Trade | DCI
DCI- | DCI- DCI FM Sell | Source | Retired | Dynegy Canada Marketing&Trade | DCI
DCSK | DCSK DCI Sask Import | Source | Retired | Dynegy Canada Marketing&Trade | DCI
DCXB | DCXB DCI BC Export | Sink | Retired | Dynegy Canada Marketing&Trade | DCI
DCXS | DCXS DCI Sask Export | Sink | Retired | Dynegy Canada Marketing&Trade | DCI
DDE1 | DDE1 Downtown District | Source | Active | ENMAX Independent Energy Solutions Inc. | EIEI
DE1A | DE1A DEM Retail#2 | Sink | Retired | Duke Energy Marketing LP | DEM
DE1E | DE1E DEM Retail#1 | Sink | Retired | Duke Energy Marketing Ltd. | DEM
DE1U | DE1U DEM Retail#3 | Sink | Retired | Duke Energy Marketing LP | DEM
DE2E | DE2E DEP2 #11 | Sink | Active | Direct Energy Partnership | DEP2
DE2U | DE2U DEM2 SR #1 | Sink | Retired | Direct Energy Marketing Ltd. (self-retail) | DEM2
DEBC | DEBC BC Import Unit | Source | Retired | Duke Energy Marketing LP | DEM
DEE0 | DEE0 Duke Energy Exp to BCH | Sink | Retired | Duke Energy Marketing Ltd. | DEM
DEE1 | DEE1 Duke Energy Exp to BCH | Sink | Retired | Duke Energy Marketing LP | DEM
DEE2 | DEE2 Duke Energy Exp to BCH | Sink | Retired | Duke Energy Marketing Ltd. | DEM
DEE3 | DEE3 Duke Energy Exp to BCH | Sink | Retired | Duke Energy Marketing Ltd. | DEM
DEE4 | DEE4 Duke Energy Exp to BCH | Sink | Retired | Duke Energy Marketing Ltd. | DEM
DEEA | DEEA Duke Energy Exp to SPC | Sink | Retired | Duke Energy Marketing LP | DEM
DEM+ | DEM+ DEM FM Buy | Sink | Retired | Duke Energy Marketing LP | DEM
DEM- | DEM- DEM FM Sell | Source | Retired | Duke Energy Marketing LP | DEM
DESK | DESK Sask Import Unit | Source | Retired | Duke Energy Marketing LP | DEM
DF1U | DF1U DRE2 SR # 1 | Sink | Active | Duffield Rural Electrification Association Limited | DRE2
DH1E | DH1E DHI SR#2 | Sink | Retired | Degussa Canada Inc. | DHI
DH1U | DH1U DHI SR#1 | Sink | Retired | Degussa Canada Inc. | DHI
DHI+ | DHI+ DHI FM Buy | Sink | Retired | Degussa Canada Inc. | DHI
DHI- | DHI- DHI FM Sell | Source | Retired | Degussa Canada Inc. | DHI
DKSN | DKSN Dickson Dam | Source | Active | Algonquin Power Operating Trust | DRVP
LDE1 | DLD Export #1 - BCH | Sink | Retired | Duke/Louis Dreyfus L.L.C. | DLD
LDE2 | DLD Export #2 - PWX | Sink | Retired | Duke/Louis Dreyfus L.L.C. | DLD
LDE3 | DLD Export #3 - SK | Sink | Retired | Duke/Louis Dreyfus L.L.C. | DLD
LDI1 | DLD Import #1 - BCH | Source | Retired | Duke/Louis Dreyfus L.L.C. | DLD
LDI2 | DLD Import #2 - PWX | Source | Retired | Duke/Louis Dreyfus L.L.C. | DLD
LDI3 | DLD Import #3 - SK | Source | Retired | Duke/Louis Dreyfus L.L.C. | DLD
DMBC | DMBC DEMI Import from BC | Source | Active | Direct Energy Marketing Inc. | DEMI
DMIL | DMIL LSSi | Sink | Active | Daishowa-Marubeni International Ltd. | DAIS
DMMT | DMMT DEMI MT Import | Source | Active | Direct Energy Marketing Inc. | DEMI
DMXB | DMXB DEMI Export to BC | Sink | Active | Direct Energy Marketing Inc. | DEMI
DO1U | DO1U DOW SR#1 | Sink | Active | Dow Chemical Canada ULC | DOW
DOW+ | DOW+ DOW FM Buy | Sink | Active | Dow Chemical Canada ULC | DOW
DOW- | DOW- DOW FM Sell | Source | Active | Dow Chemical Canada ULC | DOW
DOW1 | DOW1 | Source | Active | Dow Chemical Canada ULC | DOW
DOW2 | DOW2 Dow No. 2 | Source | Retired | Dow Chemical Canada Inc. | DOW
DOWG | DOWG Total Gen. & SR | Source | Active | Dow Chemical Canada ULC | DOW
DOWL | DOWL DOW SUPL | Sink | Active | Dow Chemical Canada ULC | DOW
DP1P | DP1P DEP2 #10 | Sink | Active | Direct Energy Partnership | DEP2
DP2A | DP2A DEP2 Ret #1 | Sink | Active | Direct Energy Partnership | DEP2
DP2C | DP2C DEP2 Ret #3 | Sink | Active | Direct Energy Partnership | DEP2
DP2E | DP2E DEP2 Ret #8 | Sink | Active | Direct Energy Partnership | DEP2
DP2F | DP2F DEP2 Ret #5 | Sink | Retired | Direct Energy Partnership | DEP2
DP2L | DP2L DEP2 Ret #6 | Sink | Active | Direct Energy Partnership | DEP2
DP2R | DP2R DEP2 Ret #7 | Sink | Active | Direct Energy Partnership | DEP2
DP2U | DP2U DEP2 Ret #9 | Sink | Active | Direct Energy Partnership | DEP2
DP2W | DP2W DEP2 Ret #4 | Sink | Retired | Direct Energy Partnership | DEP2
DP2X | DP2X DEP2 Ret #2 | Sink | Active | Direct Energy Partnership | DEP2
DP3A | DP3A DEP3 Ret #1 | Sink | Active | Direct Energy Partnership | DEP3
DP4A | DP4A DEP4 Ret #1 | Sink | Active | Direct Energy Partnership | DEP4
DR1A | DR1A DREP Ret #1 | Sink | Active | Direct Energy Partnership | DREP
DR1C | DR1C DREP Ret #10 | Sink | Active | Direct Energy Partnership | DREP
DR1E | DR1E DREP Ret#7 | Sink | Active | Direct Energy Partnership | DREP
DR1F | DR1F DREP Ret#4 | Sink | Retired | Direct Energy Partnership | DREP
DR1L | DR1L DREP Ret #5 | Sink | Active | Direct Energy Partnership | DREP
DR1R | DR1R DREP Ret#6 | Sink | Active | Direct Energy Partnership | DREP
DR1U | DR1U DREM SR #1 | Sink | Active | Direct Energy Marketing Ltd. | DREM
DR1W | DR1W DREP Ret#3 | Sink | Retired | Direct Energy Partnership | DREP
DR1X | DR1X DREP Ret#2 | Sink | Active | Direct Energy Partnership | DREP
DR2A | DR2A DREM Ret #2 | Sink | Active | Direct Energy Marketing Ltd. | DREM
DR2U | DR2U DREP Ret #9 | Sink | Active | Direct Energy Partnership | DREP
DRE+ | DRE+ DREM FM Buy | Sink | Active | Direct Energy Marketing Ltd. | DREM
DRE- | DRE- DREM FM Sell | Source | Active | Direct Energy Marketing Ltd. | DREM
DR1P | DRIP DREP Ret#8 | Sink | Active | Direct Energy Partnership | DREP
DRW1 | DRW1 Drywood | Source | Active | BowArk Energy Ltd. | BOWA
DS1A | DS1A ATCO Default Supply | Sink | Active | ATCO Electric Default Supply | AEDS
DU1U | DU1U DREA SR #1 | Sink | Retired | Duffield Rural Electrification Association Limited | DREA
DV1 | DV1 Drayton Valley | Source | Retired | Valley Power L.P. | DVPP
DVP | DVP Dutch Valley Produce | Source | Active | Lloyd Sproule | LDSP
DVP+ | DVP+ DVP FM Buy | Sink | Retired | Valley Power L.P. | DVPP
DVP- | DVP- DVPP FM Sell | Source | Retired | Valley Power L.P. | DVPP
DWG1 | DWG1 DOW Gen#1 | Source | Retired | Dow Chemical Canada Inc. | DOW
DWG2 | DWG2 DOW Gen#2 | Source | Retired | Dow Chemical Canada Inc. | DOW
DS1 | Delia Solar #1 | Source | Retired | Howell-Mayhew Engineering Inc | HME
DOW | Dow sink | Sink | Retired | Dow Chemical Canada Inc. | DOW
DEI0 | Duke Energy Imp from BCH | Source | Retired | Duke Energy Marketing Ltd. | DEM
DEI1 | Duke Energy Imp from BCH | Source | Retired | Duke Energy Marketing Ltd. | DEM
DEI2 | Duke Energy Imp from BCH | Source | Retired | Duke Energy Marketing Ltd. | DEM
DEI3 | Duke Energy Imp from BCH | Source | Retired | Duke Energy Marketing Ltd. | DEM
DEI4 | Duke Energy Imp from BCH | Source | Retired | Duke Energy Marketing Ltd. | DEM
DEIA | Duke Energy Imp from SPC | Source | Retired | Duke Energy Marketing Ltd. | DEM
E10C | E10C E10 Ret #2 | Sink | Active | Enmax Energy Corporation | E10
E10F | E10F E10 Ret #4 | Sink | Retired | Enmax Energy Corporation | E10
E10R | E10R E10 Ret #5 | Sink | Active | Enmax Energy Corporation | E10
E10W | E10W E10 Ret #3 | Sink | Retired | Enmax Energy Corporation | E10
E10X | E10X E10 Ret #1 | Sink | Active | Enmax Energy Corporation | E10
E11A | E11A E11 Ret #6 | Sink | Active | Enmax Energy Corporation | E11
E11C | E11C E11 Ret #2 | Sink | Active | Enmax Energy Corporation | E11
E11E | E11E E11 Ret #7 | Sink | Active | Enmax Energy Corporation | E11
E11F | E11F E11 Ret #5 | Sink | Retired | Enmax Energy Corporation | E11
E11L | E11L E11 Ret #9 | Sink | Active | Enmax Energy Corporation | E11
E11P | E11P E11 Ret # 10 | Sink | Active | Enmax Energy Corporation | E11
E11R | E11R E11 Ret #3 | Sink | Active | Enmax Energy Corporation | E11
E11U | E11U E11 Ret #8 | Sink | Active | Enmax Energy Corporation | E11
E11W | E11W E11 Ret #4 | Sink | Retired | Enmax Energy Corporation | E11
E11X | E11X E11 Ret #1 | Sink | Active | Enmax Energy Corporation | E11
E1E | E1E EEC3 Ret #7 | Sink | Active | ENMAX Energy Corporation | EEC3
E22E | E22E E2SA Ret #11 | Sink | Retired | Alberta Energy Savings L.P. | E2SA
E2ME | E2ME EMC2 Ret #11 | Sink | Active | CP Energy Marketing L.P. | EMC2
E32E | E32E EML3 Ret #7 | Sink | Active | Capital Power GP Holdings Inc. | EML3
E42E | E42E E4SA Ret #11 | Sink | Active | Capital Power GP Holdings Inc. | E4SA
EA1A | EA1A EESA R#1 | Sink | Active | EPCOR Energy Alberta GP Inc. | EESA
EA1C | EA1C EESA Ret #9 | Sink | Active | EPCOR Energy Alberta GP Inc. | EESA
EA1E | EA1E EESA R#3 | Sink | Active | EPCOR Energy Alberta GP Inc. | EESA
EA1F | EA1F EESA R#8 | Sink | Retired | EPCOR Energy Alberta GP Inc. | EESA
EA1L | EA1L EESA R#7 | Sink | Active | EPCOR Energy Alberta GP Inc. | EESA
EA1P | EA1P EESA Ret #10 | Sink | Active | EPCOR Energy Alberta GP Inc. | EESA
EA1R | EA1R EESA R#5 | Sink | Active | EPCOR Energy Alberta GP Inc. | EESA
EA1U | EA1U EESA R#4 | Sink | Active | EPCOR Energy Alberta GP Inc. | EESA
EA1W | EA1W EESA R#6 | Sink | Retired | EPCOR Energy Alberta GP Inc. | EESA
EA1X | EA1X EESA R#2 | Sink | Active | EPCOR Energy Alberta GP Inc. | EESA
EA3E | EA3E E3SA Ret #1 | Sink | Active | EPCOR Energy Alberta GP Inc. (Default Supply) | E3SA
EA3P | EA3P E3SA Ret #2 | Sink | Active | EPCOR Energy Alberta GP Inc. (Default Supply) | E3SA
EA3U | EA3U E3SA Ret #3 | Sink | Active | EPCOR Energy Alberta GP Inc. (Default Supply) | E3SA
EA4A | EA4A E4SA Ret #1 | Sink | Active | Capital Power GP Holdings Inc. | E4SA
EA4C | EA4C E4SA Ret #3 | Sink | Active | Capital Power GP Holdings Inc. | E4SA
EA4E | EA4E E4SA Ret #8 | Sink | Active | Capital Power GP Holdings Inc. | E4SA
EA4F | EA4F E4SA Ret #5 | Sink | Retired | Capital Power GP Holdings Inc. | E4SA
EA4L | EA4L E4SA Ret #6 | Sink | Active | Capital Power GP Holdings Inc. | E4SA
EA4P | EA4P E4SA Ret #9 | Sink | Active | Capital Power GP Holdings Inc. | E4SA
EA4R | EA4R E4SA Ret #7 | Sink | Active | Capital Power GP Holdings Inc. | E4SA
EA4U | EA4U E4SA Ret #10 | Sink | Active | Capital Power GP Holdings Inc. | E4SA
EA4W | EA4W E4SA Ret #4 | Sink | Retired | Capital Power GP Holdings Inc. | E4SA
EA4X | EA4X E4SA Ret #2 | Sink | Active | Capital Power GP Holdings Inc. | E4SA
EABC | EABC BC Import Unit | Source | Retired | ESBI Alberta Ltd. | EAL
EAGL | EAGL Whitecourt Power | Source | Active | Whitecourt Power Ltd. | ERPS
EAL | EAL LINE LOSS | Sink | Retired | ESBI Alberta Ltd. | EAL
EAL+ | EAL+ EAL FM Buy | Sink | Retired | ESBI Alberta Ltd. | EAL
EAL- | EAL- EAL FM Sell | Source | Retired | ESBI Alberta Ltd. | EAL
EASK | EASK Inadvertant IMP to SPC | Source | Retired | ESBI Alberta Ltd. | EAL
EAX1 | EAX1 CRO EXP to BC | Sink | Retired | ESBI Alberta Ltd. | EAL
EAX2 | EAX2 Emerg Assist Exp to BC | Sink | Retired | ESBI Alberta Ltd. | EAL
EAX3 | EAX3 Op Res Oblig Exp to BC | Sink | Retired | ESBI Alberta Ltd. | EAL
EAX4 | EAX4 Op Res Oblig Exp to BC | Sink | Retired | ESBI Alberta Ltd. | EAL
EAX5 | EAX5 Inadvertent EXP to BC | Sink | Retired | ESBI Alberta Ltd. | EAL
EAXA | EAXA Emerg. Asst. EXP to SPC | Sink | Retired | ESBI Alberta Ltd. | EAL
EAXB | EAXB Inadvertant EXP to SPC | Sink | Retired | ESBI Alberta Ltd. | EAL
EB1U | EB1U EBI SR#1 | Sink | Active | Enbridge Pipelines Inc. | EBI
EBI | EBI EBI Transmission Load | Sink | Active | Enbridge Pipelines Inc. | EBI
EBI+ | EBI+ EBI FM Buy | Sink | Active | Enbridge Pipelines Inc. | EBI
EBI- | EBI- EBI FM Sell | Source | Active | Enbridge Pipelines Inc. | EBI
EBL1 | EBL1 ENERMARK - Bear Lake #1 | Source | Retired | Request Energy Inc. | REQI
EC01 | EC01 Cavalier | Source | Active | ENMAX Cavalier LP | ENCV
EC02 | EC02 EnCana #4 | Source | Retired | EnCana Corporation | PCES
EC03 | EC03 EnCana #3 | Source | Retired | EnCana Corporation | PCES
EC04 | EC04 EnCana Foster Creek | Source | Active | Cenovus Energy Inc. | ENC2
EC05 | EC05 Standard | Source | Retired | EnCana Corporation | PCES
EC06 | EC06 Hussar | Source | Retired | EnCana Corporation | PCES
EC1A | EC1A EEC2 R#1 | Sink | Active | ENMAX Energy Corporation | EEC2
EC1C | EC1C EEC2 R#3 | Sink | Active | ENMAX Energy Corporation | EEC2
EC1E | EC1E EEC2 R#8 | Sink | Active | ENMAX Energy Corporation | EEC2
EC1F | EC1F EEC2 R#5 | Sink | Retired | ENMAX Energy Corporation | EEC2
EC1L | EC1L EEC2 R#6 | Sink | Active | ENMAX Energy Corporation | EEC2
EC1P | EC1P EEC2 R#9 | Sink | Active | ENMAX Energy Corporation | EEC2
EC1R | EC1R EEC2 R#7 | Sink | Active | ENMAX Energy Corporation | EEC2
EC1U | EC1U EEC2 R#10 | Sink | Active | ENMAX Energy Corporation | EEC2
EC1W | EC1W EEC2 R#4 | Sink | Retired | ENMAX Energy Corporation | EEC2
EC1X | EC1X EEC2 R#2 | Sink | Active | ENMAX Energy Corporation | EEC2
EC2A | EC2A ECE2 Ret #1 | Sink | Active | ENMAX Energy Corporation | ECE2
EC2C | EC2C ECE2 Ret #3 | Sink | Active | ENMAX Energy Corporation | ECE2
EC2E | EC2E ECE2 Ret #7 | Sink | Active | ENMAX Energy Corporation | ECE2
EC2F | EC2F ECE2 Ret #5 | Sink | Retired | ENMAX Energy Corporation | ECE2
EC2L | EC2L ECE2 Ret #9 | Sink | Active | ENMAX Energy Corporation | ECE2
EC2P | EC2P ECE2 Ret #10 | Sink | Active | ENMAX Energy Corporation | ECE2
EC2R | EC2R ECE2 Ret #6 | Sink | Active | ENMAX Energy Corporation | ECE2
EC2U | EC2U ECE2 Ret #8 | Sink | Active | ENMAX Energy Corporation | ECE2
EC2W | EC2W ECE2 Ret #4 | Sink | Retired | ENMAX Energy Corporation | ECE2
EC2X | EC2X ECE2 Ret #2 | Sink | Active | ENMAX Energy Corporation | ECE2
ECBC | ECBC ENCR BC Import | Source | Active | CP Energy Marketing L.P. | ENCR
ECH+ | ECH+ ECHI FM Buy | Sink | Inactive | Dynasty Power Inc. | ECHI
ECH- | ECH- ECHI FM Sell | Source | Inactive | Dynasty Power Inc. | ECHI
ECMT | ECMT ENCR MT Import | Source | Active | CP Energy Marketing L.P. | ENCR
ECP+ | ECP+ ECPC FM Buy | Sink | Retired | Enron Canada Power Corp | ECPC
ECP- | ECP- ECPC FM Sell | Source | Retired | Enron Canada Power Corp | ECPC
ECSK | ECSK ENCR Sask Import Unit | Source | Active | CP Energy Marketing L.P. | ENCR
ED1A | ED1A EDLP R#2 | Sink | Retired | Enron Direct Canada Corp | EDCC
ED1E | ED1E EDLP R#5 | Sink | Retired | Enron Direct Canada Corp | EDCC
ED1L | ED1L EDLP R#7 | Sink | Retired | Enron Direct Ltd Partnership | EDLP
ED1P | ED1P EDLP R#4 | Sink | Retired | Enron Direct Canada Corp | EDCC
ED1R | ED1R EDLP R#6 | Sink | Retired | Enron Direct Ltd Partnership | EDLP
ED1U | ED1U EDLP R#1 | Sink | Retired | Enron Direct Canada Corp | EDCC
ED1X | ED1X EDLP R#3 | Sink | Retired | Enron Direct Ltd Partnership | EDLP
EDC1 | EDC1 Weather Dancer 1 | Source | Active | Piikani Resource Development Ltd. | PRD
EE02 | EE02 EERL Gen #2 | Source | Retired | Efficient Energy Resources Ltd | EERL
EE03 | EE03 EERL Gen #3 | Source | Retired | Efficient Energy Resources Ltd | EERL
EE04 | EE04 EERL Gen #4 | Source | Retired | Efficient Energy Resources Ltd | EERL
EE05 | EE05 EERL Gen #5 | Source | Retired | Efficient Energy Resources Ltd | EERL
EE06 | EE06 EERL Gen #6 | Source | Retired | Efficient Energy Resources Ltd | EERL
EE07 | EE07 EERL Gen #7 | Source | Retired | Efficient Energy Resources Ltd | EERL
EE08 | EE08 EERL Gen #8 | Source | Retired | Request Energy Inc. | REQI
EE09 | EE09 EERL Gen #9 | Source | Retired | Efficient Energy Resources Ltd | EERL
EE10 | EE10 EERL Gen #10 | Source | Retired | Efficient Energy Resources Ltd | EERL
EE11 | EE11 EERL Gen #11 | Source | Retired | Efficient Energy Resources Ltd | EERL
EE12 | EE12 EERL Gen #12 | Source | Retired | Efficient Energy Resources Ltd | EERL
EE13 | EE13 EERL Gen #13 | Source | Retired | Efficient Energy Resources Ltd | EERL
EE14 | EE14 EERL Gen #14 | Source | Retired | Efficient Energy Resources Ltd | EERL
EE15 | EE15 EERL Gen #15 | Source | Retired | Efficient Energy Resources Ltd | EERL
EE16 | EE16 EERL Gen#16 | Source | Retired | Efficient Energy Resources Ltd | EERL
EE17 | EE17 EERL Gen #17 | Source | Retired | Efficient Energy Resources Ltd | EERL
EE18 | EE18 EERL Gen #18 | Source | Retired | Efficient Energy Resources Ltd | EERL
EE19 | EE19 EERL Gen #19 | Source | Retired | Efficient Energy Resources Ltd | EERL
EE1C | EE1C EERR R#3 | Sink | Active | EPCOR Energy Alberta GP Inc. (RR) | EERR
EE1E | EE1E EERR R#1 | Sink | Active | EPCOR Energy Alberta GP Inc. (RR) | EERR
EE1F | EE1F EERR R#6 | Sink | Retired | EPCOR Energy Alberta GP Inc. (RR) | EERR
EE1P | EE1P EERR R#5 | Sink | Active | EPCOR Energy Alberta GP Inc. (RR) | EERR
EE1U | EE1U EERR R#2 | Sink | Active | EPCOR Energy Alberta GP Inc. (RR) | EERR
EE1W | EE1W EERR R#4 | Sink | Retired | EPCOR Energy Alberta GP Inc. (RR) | EERR
EE2E | EE2E EEC3 Ret #8 | Sink | Active | ENMAX Energy Corporation | EEC3
EE3A | EE3A EEC3 Ret #2 | Sink | Active | ENMAX Energy Corporation | EEC3
EE3C | EE3C EEC3 Ret #4 | Sink | Active | ENMAX Energy Corporation | EEC3
EE3F | EE3F EEC3 Ret #5 | Sink | Retired | ENMAX Energy Corporation | EEC3
EE3L | EE3L EEC3 Ret #9 | Sink | Active | ENMAX Energy Corporation | EEC3
EE3P | EE3P EEC3 Ret #10 | Sink | Active | ENMAX Energy Corporation | EEC3
EE3R | EE3R EEC3 Ret #6 | Sink | Active | ENMAX Energy Corporation | EEC3
EE3U | EE3U EEC3 Ret #1 | Sink | Active | ENMAX Energy Corporation | EEC3
EE3W | EE3W EEC3 Ret #11 | Sink | Retired | ENMAX Commercial Energy Marketing Inc. | EEC3
EE3X | EE3X EEC3 Ret #3 | Sink | Active | ENMAX Energy Corporation | EEC3
EE4A | EE4A EEC4 Ret #2 | Sink | Active | Enmax Energy Corporation | EEC4
EE4C | EE4C EEC4 Ret #4 | Sink | Active | Enmax Energy Corporation | EEC4
EE4E | EE4E EEC4 Ret #8 | Sink | Active | Enmax Energy Corporation | EEC4
EE4F | EE4F EEC4 Ret #6 | Sink | Retired | Enmax Energy Corporation | EEC4
EE4L | EE4L EEC4 Ret #10 | Sink | Active | Enmax Energy Corporation | EEC4
EE4P | EE4P EEC4 Ret #11 | Sink | Active | Enmax Energy Corporation | EEC4
EE4R | EE4R EEC4 Ret #7 | Sink | Active | Enmax Energy Corporation | EEC4
EE4U | EE4U EEC4 Ret #1 | Sink | Active | Enmax Energy Corporation | EEC4
EE4W | EE4W EEC4 Ret #5 | Sink | Retired | Enmax Energy Corporation | EEC4
EE4X | EE4X EEC4 Ret #3 | Sink | Active | Enmax Energy Corporation | EEC4
EE5E | EE5E EEC4 Ret #9 | Sink | Active | Enmax Energy Corporation | EEC4
EE5U | EE5U EEC5 Ret #1 | Sink | Active | Enmax Energy Corporation | EEC5
EE6U | EE6U EEC6 Ret #1 | Sink | Active | Enmax Energy Corporation | EEC6
EE7A | EE7A EEC7 Ret #1 | Sink | Active | ENMAX Energy Corporation | EEC7
EE7C | EE7C EEC7 Ret #3 | Sink | Active | ENMAX Energy Corporation | EEC7
EE7E | EE7E EEC7 Ret #7 | Sink | Active | ENMAX Energy Corporation | EEC7
EE7F | EE7F EEC7 Ret #5 | Sink | Retired | ENMAX Energy Corporation | EEC7
EE7L | EE7L EEC7 Ret #9 | Sink | Active | ENMAX Energy Corporation | EEC7
EE7P | EE7P EEC7 Ret #10 | Sink | Active | ENMAX Energy Corporation | EEC7
EE7R | EE7R EEC7 Ret #6 | Sink | Active | ENMAX Energy Corporation | EEC7
EE7U | EE7U EEC7 Ret #8 | Sink | Active | ENMAX Energy Corporation | EEC7
EE7W | EE7W EEC7 Ret #4 | Sink | Retired | ENMAX Commercial Energy Marketing Inc. | EEC7
EE7X | EE7X EEC7 Ret #2 | Sink | Active | ENMAX Energy Corporation | EEC7
EE9A | EE9A EEC9 Ret #1 | Sink | Active | Enmax Energy Corporation | EEC9
EE9C | EE9C EEC9 Ret #3 | Sink | Active | Enmax Energy Corporation | EEC9
EE9E | EE9E EEC9 Ret #7 | Sink | Active | Enmax Energy Corporation | EEC9
EE9F | EE9F EEC9 Ret# 5 | Sink | Retired | Enmax Energy Corporation | EEC9
EE9L | EE9L EEC9 Ret #9 | Sink | Active | Enmax Energy Corporation | EEC9
EE9P | EE9P EEC9 Ret #10 | Sink | Active | Enmax Energy Corporation | EEC9
EE9R | EE9R EEC9 Ret #6 | Sink | Active | Enmax Energy Corporation | EEC9
EE9U | EE9U EEC9 Ret #8 | Sink | Active | Enmax Energy Corporation | EEC9
EE9W | EE9W EEC9 Ret #4 | Sink | Retired | Enmax Energy Corporation | EEC9
EE9X | EE9X EEC9 Ret #2 | Sink | Active | Enmax Energy Corporation | EEC9
EEBC | EEBC EEMI BC Import | Source | Active | ENMAX Energy Marketing Inc. | EEMI
EEC | EEC TC LOAD | Sink | Active | ENMAX Energy Corporation | EEC
EEC+ | EEC+ EEC FM Buy | Sink | Active | ENMAX Energy Corporation | EEC
EEC- | EEC- EEC FM Sell | Source | Active | ENMAX Energy Corporation | EEC
EEC0 | EEC0 Z-2501 Enmax Energy | Sink | Active | ENMAX Energy Corporation | EEC
EEC1 | EEC1 Z-1 Enmax Energy | Sink | Active | ENMAX Energy Corporation | EEC
EEC2 | EEC2 Z-1501 Enmax Energy | Sink | Active | ENMAX Energy Corporation | EEC
EEC3 | EEC3 Z-501 Enmax Energy | Sink | Active | ENMAX Energy Corporation | EEC
EEC4 | EEC4 Z-1001 Enmax Energy | Sink | Active | ENMAX Energy Corporation | EEC
EEC5 | EEC5 Z-2201 Enmax Energy | Sink | Active | ENMAX Energy Corporation | EEC
EEC6 | EEC6 Z-2001 Enmax Energy | Sink | Active | ENMAX Energy Corporation | EEC
EEC7 | EEC7 Z-2401 Enmax Energy | Sink | Retired | ENMAX Energy Corporation | EEC
EEC8 | EEC8 Z-2301 Enmax Energy | Sink | Active | ENMAX Energy Corporation | EEC
EEC9 | EEC9 Z-2101 Enmax Energy | Sink | Retired | ENMAX Energy Corporation | EEC
EEM- | EEM- EEMI FM Sell | Source | Active | ENMAX Energy Marketing Inc. | EEMI
EEMT | EEMT EEMI MT Import | Source | Active | ENMAX Energy Marketing Inc. | EEMI
EER1 | EER1 EERL Gen#1 | Source | Retired | Efficient Energy Resources Ltd | EERL
EES+ | EES+ EES FM BUY | Sink | Active | EPCOR Energy Alberta GP Inc. | EESA
EES- | EES- EES FM Sell | Source | Active | EPCOR Energy Alberta GP Inc. | EESA
EES0 | EES0 Z-2501 EPCOR | Sink | Retired | EPCOR Energy Inc. | EESI
EES1 | EES1 Z-1 EPCOR Energy Services | Sink | Retired | EPCOR Energy Inc. | EESI
EES2 | EES2 Z-1501 EPCOR | Sink | Retired | EPCOR Energy Inc. | EESI
EES3 | EES3 Z-501 EPCOR | Sink | Retired | EPCOR Energy Inc. | EESI
EES4 | EES4 Z-1001 EPCOR | Sink | Retired | EPCOR Energy Inc. | EESI
EES5 | EES5 Z-2201 EPCOR | Sink | Retired | EPCOR Energy Inc. | EESI
EES6 | EES6 Z-2001 EPCOR | Sink | Retired | EPCOR Energy Inc. | EESI
EES7 | EES7 Z-2401 EPCOR | Sink | Retired | EPCOR Energy Inc. | EESI
EES8 | EES8 Z-2301 EPCOR | Sink | Retired | EPCOR Energy Inc. | EESI
EES9 | EES9 Z-2101 EPCOR | Sink | Retired | EPCOR Energy Inc. | EESI
EESA | EESA Z-1002 EPCOR | Sink | Retired | EPCOR Energy Inc. | EESI
EESB | EESB Z-1003 EPCOR | Sink | Retired | EPCOR Energy Inc. | EESI
EESC | EESC Z-1004 EPCOR | Sink | Retired | EPCOR Energy Inc. | EESI
EESD | EESD Z-1005 EPCOR | Sink | Retired | EPCOR Energy Inc. | EESI
EESF | EESF Z-1006 EPCOR | Sink | Retired | EPCOR Energy Inc. | EESI
EESG | EESG Z-1007 EPCOR | Sink | Retired | EPCOR Energy Inc. | EESI
EESK | EESK EEMI Sask Import | Source | Active | ENMAX Energy Marketing Inc. | EEMI
EEXB | EEXB EEMI BC Export | Sink | Active | ENMAX Energy Marketing Inc. | EEMI
EEXM | EEXM EEMI MT Export | Sink | Active | ENMAX Energy Marketing Inc. | EEMI
EEXS | EEXS EEMI Sask Export | Sink | Active | ENMAX Energy Marketing Inc. | EEMI
EGBC | EGBC EGLE Import BC | Source | Active | EDF Trading North America, LLC | EGLE
EGC1 | EGC1 Shepard | Source | Active | Enmax Shepard Services Inc. | EGCP
EGCP | EGCP TC LOAD | Sink | Active | Enmax Shepard Services Inc. | EGCP
EGL | EGL TC Load | Sink | Retired | EnCana Genco Ltd. | EGL
EGMT | EGMT EGLE MT Import | Source | Active | EDF Trading North America, LLC | EGLE
EGP1 | EGP1 NDP | Source | Inactive | NDP | NDP
EGP2 | EGP2 NDP | Source | Inactive | NDP | NDP
EGPI | EGPI EGPI TC Load | Sink | Active | ENMAX Generation Portfolio Inc. | EGPI
EGXB | EGXB EGLE Export BC | Sink | Active | EDF Trading North America, LLC | EGLE
EGXM | EGXM EGLE MT Export | Sink | Active | EDF Trading North America, LLC | EGLE
EI1U | EI1U EID SR1 | Sink | Retired | Eastern Irrigation District | EID
EL1U | EL1U EDLP R#2 | Sink | Retired | Enron Direct Ltd Partnership | EDLP
ELBC | ELBC El Paso BC Import Unit | Source | Retired | El Paso Merchant Energy, L.P. | EPME
ELG1 | ELG1 ELP Generator | Source | Retired | Eliason Power | ELP
ELM+ | ELM+ EPME FM Buy | Sink | Retired | El Paso Merchant Energy, L.P. | EPME
ELM- | ELM- EPME FM Sell | Source | Retired | El Paso Merchant Energy, L.P. | EPME
ELSK | ELSK El Paso Sask Import Unit | Source | Retired | El Paso Merchant Energy, L.P. | EPME
ELXB | ELXB EPME BCH Export Unit | Sink | Retired | El Paso Merchant Energy, L.P. | EPME
ELXS | ELXS EPME Sask Export Unit | Sink | Retired | El Paso Merchant Energy, L.P. | EPME
EM1A | EM1A EEMI R#2 | Sink | Active | ENMAX Energy Marketing Inc. | EEMI
EM1E | EM1E EEMI R#4 | Sink | Active | ENMAX Energy Marketing Inc. | EEMI
EM1U | EM1U EEMI R#1 | Sink | Active | ENMAX Energy Marketing Inc. | EEMI
EM1X | EM1X EEMI R#3 | Sink | Active | ENMAX Energy Marketing Inc. | EEMI
EM2A | EM2A EMC2 Ret #1 | Sink | Active | CP Energy Marketing L.P. | EMC2
EM2C | EM2C EMC2 Ret #3 | Sink | Active | CP Energy Marketing L.P. | EMC2
EM2E | EM2E EMC2 Ret #6 | Sink | Active | CP Energy Marketing L.P. | EMC2
EM2F | EM2F EMC2 Ret #9 | Sink | Retired | CP Energy Marketing L.P. | EMC2
EM2L | EM2L EMC2 Ret #4 | Sink | Active | CP Energy Marketing L.P. | EMC2
EM2P | EM2P EMC2 Ret #10 | Sink | Active | CP Energy Marketing L.P. | EMC2
EM2R | EM2R EMC2 Ret #5 | Sink | Active | CP Energy Marketing L.P. | EMC2
EM2U | EM2U EMC2 Ret #7 | Sink | Active | CP Energy Marketing L.P. | EMC2
EM2W | EM2W EMC2 Ret #8 | Sink | Retired | CP Energy Marketing L.P. | EMC2
EM2X | EM2X EMC2 Ret #2 | Sink | Active | CP Energy Marketing L.P. | EMC2
EM3A | EM3A EML3 Ret #1 | Sink | Active | Capital Power GP Holdings Inc. | EML3
EM3C | EM3C EML3 Ret #10 | Sink | Active | Capital Power GP Holdings Inc. | EML3
EM3E | EM3E EML3 Ret #6 | Sink | Active | Capital Power GP Holdings Inc. | EML3
EM3F | EM3F EML3 Ret #3 | Sink | Retired | Capital Power GP Holdings Inc. | EML3
EM3L | EM3L EML3 Ret #4 | Sink | Active | Capital Power GP Holdings Inc. | EML3
EM3P | EM3P EML3 Ret #8 | Sink | Active | Capital Power GP Holdings Inc. | EML3
EM3R | EM3R EML3 Ret #5 | Sink | Active | Capital Power GP Holdings Inc. | EML3
EM3U | EM3U EML3 Ret #9 | Sink | Active | Capital Power GP Holdings Inc. | EML3
EM3W | EM3W EML3 Ret #11 | Sink | Retired | Capital Power GP Holdings Inc. | EML3
EM3X | EM3X EML3 Ret #2 | Sink | Active | Capital Power GP Holdings Inc. | EML3
EMXB | EMXB ENCR BC Export | Sink | Active | CP Energy Marketing L.P. | ENCR
EMXM | EMXM ENCR MT Export | Sink | Active | CP Energy Marketing L.P. | ENCR
EMXS | EMXS ENCR SK Export | Sink | Active | CP Energy Marketing L.P. | ENCR
EN1A | EN1A EDLP R#1 | Sink | Retired | Enron Direct Ltd Partnership | EDLP
EN1E | EN1E EDLP R#4 | Sink | Retired | Enron Direct Ltd Partnership | EDLP
EN1L | EN1L EDCC R#6 | Sink | Retired | Enron Direct Canada Corp | EDCC
EN1P | EN1P EDLP R#5 | Sink | Retired | Enron Direct Ltd Partnership | EDLP
EN1R | EN1R EDCC R#7 | Sink | Retired | Enron Direct Canada Corp | EDCC
EN1U | EN1U ENR SR#1 | Sink | Retired | Enron Canada Corporation | ENR
EN1X | EN1X EDCC R#3 | Sink | Retired | Enron Direct Canada Corp | EDCC
EN2A | EN2A ENC2 SR#1 | Sink | Active | Cenovus Energy Inc. | ENC2
EN2U | EN2U ENC2 SR#2 | Sink | Active | Cenovus Energy Inc. | ENC2
EN3A | EN3A ECC3 SR #2 | Sink | Active | Cenovus Energy Inc. | ECC3
EN3U | EN3U ECC3 SR #1 | Sink | Active | Cenovus Energy Inc. | ECC3
ENBC | ENBC BC Import Unit | Source | Retired | Enron Canada Corporation | ENR
ENC | ENC TC Load | Sink | Active | Cenovus Energy Inc. | ENC2
ENC+ | ENC+ ENCR FM Buy | Sink | Active | CP Energy Marketing L.P. | ENCR
ENC- | ENC- ENCR FM Sell | Source | Active | CP Energy Marketing L.P. | ENCR
ENC1 | ENC1 Cloverbar #1 | Source | Active | Capital Power (CBEC) L.P. | ECLP
ENC2 | ENC2 Cloverbar #2 | Source | Active | Capital Power (CBEC) L.P. | ECLP
ENC3 | ENC3 Cloverbar #3 | Source | Active | Capital Power (CBEC) L.P. | ECLP
ENCE | ENCE ENOR SUPL | Sink | Active | EnerNOC Ltd. | ENOR
ENCG | ENCG ENOR SUPL | Sink | Active | EnerNOC Ltd. | ENOR
ENCR | ENCR ENCR TC Load | Sink | Active | CP Energy Marketing L.P. | ENCR
ENCV | ENCV TC LOAD | Sink | Active | ENMAX Cavalier LP | ENCV
ENCW | ENCW ENOR SUPL | Sink | Active | EnerNOC Ltd. | ENOR
ENE1 | ENE1 ENRON BCH Export | Sink | Retired | Enron Canada Corporation | ENR
ENE2 | ENE2 ENRON SPC Export | Sink | Retired | Enron Canada Corporation | ENR
ENE4 | ENE4 ENR BCH Export | Sink | Retired | Enron Canada Corporation | ENR
ENE5 | ENE5 ENR BCH Export | Sink | Retired | Enron Canada Corporation | ENR
ENE6 | ENE6 ENR BCH Export | Sink | Retired | Enron Canada Corporation | ENR
ENE7 | ENE7 ENR BCH Export | Sink | Retired | Enron Canada Corporation | ENR
ENEA | ENEA ENR BCH Export | Sink | Retired | Enron Canada Corporation | ENR
ENEB | ENEB ENR BCH Export | Sink | Retired | Enron Canada Corporation | ENR
ENFS | ENFS ENOR SUPL | Sink | Active | EnerNOC Ltd. | ENOR
ENG+ | ENG+ ENGA FM Buy | Sink | Retired | Engage Energy Canada, L.P. | ENGA
ENG- | ENG- ENGA FM Sell | Source | Retired | Engage Energy Canada, L.P. | ENGA
ENG1 | ENG1 EPS Hughenden | Source | Retired | Enerplus Resources | EPS
ENNE | ENNE ENOR SUPL | Sink | Active | EnerNOC Ltd. | ENOR
ENNW | ENNW ENOR SUPL | Sink | Active | EnerNOC Ltd. | ENOR
ENOC | ENOC LSSi | Sink | Active | EnerNOC Ltd. | ENOR
ENOL | ENOL ENOR SUPL | Sink | Active | EnerNOC Ltd. | ENOR
ENE0 | ENR Export to BCH | Sink | Retired | Enron Canada Corporation | ENR
ENE8 | ENR Export to BCH | Sink | Retired | Enron Canada Corporation | ENR
ENE9 | ENR Export to BCH | Sink | Retired | Enron Canada Corporation | ENR
ENI0 | ENR Import from BCH | Source | Retired | Enron Canada Corporation | ENR
ENI1 | ENR Import from BCH | Source | Retired | Enron Canada Corporation | ENR
ENI2 | ENR Import from BCH | Source | Retired | Enron Canada Corporation | ENR
ENI3 | ENR Import from BCH | Source | Retired | Enron Canada Corporation | ENR
ENI4 | ENR Import from BCH | Source | Retired | Enron Canada Corporation | ENR
ENI5 | ENR Import from BCH | Source | Retired | Enron Canada Corporation | ENR
ENI6 | ENR Import from BCH | Source | Retired | Enron Canada Corporation | ENR
ENI7 | ENR Import from BCH | Source | Retired | Enron Canada Corporation | ENR
ENI8 | ENR Import from BCH | Source | Retired | Enron Canada Corporation | ENR
ENI9 | ENR Import from BCH | Source | Retired | Enron Canada Corporation | ENR
ENIA | ENR Import from SPC | Source | Retired | Enron Canada Corporation | ENR
ENR+ | ENR+ ENR FM Buy | Sink | Retired | Enron Canada Corporation | ENR
ENR- | ENR- ENR FM Sell | Source | Retired | Enron Canada Corporation | ENR
ENSK | ENSK Sask Import Unit | Source | Retired | Enron Canada Corporation | ENR
ENST | ENST ENOR SUPL | Sink | Active | EnerNOC Ltd. | ENOR
EOL1 | EOL1 Erin Olsen | Source | Retired | Erin Olsen | EOLS
EPEX | EP Export #1 on BCH tie | Sink | Retired | EPCOR Energy Services Inc. | EP
EPX2 | EP Export on BCH Tie | Sink | Retired | EPCOR Energy Services Inc. | EP
EPX3 | EP Export on BCH Tie | Sink | Retired | EPCOR Energy Services Inc. | EP
EPX4 | EP Export on BCH Tie | Sink | Retired | EPCOR Energy Services Inc. | EP
EPX5 | EP Export on BCH Tie | Sink | Retired | EPCOR Energy Services Inc. | EP
EPX6 | EP Export on BCH Tie | Sink | Retired | EPCOR Energy Services Inc. | EP
EP | EP Firm Load | Sink | Retired | EPCOR Utilities Inc. | EP
EPI2 | EP Import from BCH | Source | Retired | EPCOR Energy Services Inc. | EP
EPI3 | EP Import from BCH | Source | Retired | EPCOR Energy Services Inc. | EP
EPI4 | EP Import from BCH | Source | Retired | EPCOR Energy Services Inc. | EP
EPI5 | EP Import from BCH | Source | Retired | EPCOR Energy Services Inc. | EP
EPI6 | EP Import from BCH | Source | Retired | EPCOR Energy Services Inc. | EP
EPIM | EP Import from BCH | Source | Retired | EPCOR Energy Services Inc. | EP
EPD0 | EP Interruptible #0 | Sink | Retired | EPCOR Distribution Inc. | EPD
EPN0 | EP Interruptible #0 | Sink | Retired | EPCOR Energy Services Inc. | EP
EPD1 | EP Interruptible #1 | Sink | Retired | EPCOR Distribution Inc. | EPD
EPN1 | EP Interruptible #1 | Sink | Retired | EPCOR Energy Services Inc. | EP
EPD2 | EP Interruptible #2 | Sink | Retired | EPCOR Distribution Inc. | EPD
EPN2 | EP Interruptible #2 | Sink | Retired | EPCOR Energy Services Inc. | EP
EPD3 | EP Interruptible #3 | Sink | Retired | EPCOR Distribution Inc. | EPD
EPN3 | EP Interruptible #3 | Sink | Retired | EPCOR Energy Services Inc. | EP
EPD4 | EP Interruptible #4 | Sink | Retired | EPCOR Distribution Inc. | EPD
EPN4 | EP Interruptible #4 | Sink | Retired | EPCOR Energy Services Inc. | EP
EPD5 | EP Interruptible #5 | Sink | Retired | EPCOR Distribution Inc. | EPD
EPN5 | EP Interruptible #5 | Sink | Retired | EPCOR Energy Services Inc. | EP
EPD6 | EP Interruptible #6 | Sink | Retired | EPCOR Distribution Inc. | EPD
EPN6 | EP Interruptible #6 | Sink | Retired | EPCOR Energy Services Inc. | EP
EPD7 | EP Interruptible #7 | Sink | Retired | EPCOR Distribution Inc. | EPD
EPN7 | EP Interruptible #7 | Sink | Retired | EPCOR Energy Services Inc. | EP
EPD8 | EP Interruptible #8 | Sink | Retired | EPCOR Distribution Inc. | EPD
EPN8 | EP Interruptible #8 | Sink | Retired | EPCOR Energy Services Inc. | EP
EPD9 | EP Interruptible #9 | Sink | Retired | EPCOR Distribution Inc. | EPD
EPN9 | EP Interruptible #9 | Sink | Retired | EPCOR Energy Services Inc. | EP
EP+ | EP+ EP FM Buy | Sink | Retired | EPCOR Utilities Inc. | EP
EP- | EP- EP FM Sell | Source | Retired | EPCOR Utilities Inc. | EP
EP1C | EP1C EESL R#5 | Sink | Retired | EPCOR Energy Inc. (SL) | EESL
EP1F | EP1F EESL R#6 | Sink | Retired | EPCOR Energy Inc. (SL) | EESL
EP1P | EP1P EESL R#4 | Sink | Retired | EPCOR Energy Inc. (SL) | EESL
EP1U | EP1U EESL R#2 | Sink | Retired | EPCOR Energy Inc. (SL) | EESL
EP1W | EP1W EESL R#3 | Sink | Retired | EPCOR Energy Inc. (SL) | EESL
EP2E | EP2E E3SA Ret #4 | Sink | Active | EPCOR Energy Alberta GP Inc. (Default Supply) | E3SA
EDX0 | EPD Exporter on BCH #0 | Sink | Retired | EPCOR Distribution Inc. | EPD
EDX1 | EPD Exporter on BCH #1 | Sink | Retired | EPCOR Distribution Inc. | EPD
EDX4 | EPD Exporter on SPC #4 | Sink | Retired | EPCOR Distribution Inc. | EPD
EDX5 | EPD Exporter on SPC #5 | Sink | Retired | EPCOR Distribution Inc. | EPD
EDI0 | EPD Importer on BCH #0 | Source | Retired | EPCOR Distribution Inc. | EPD
EDI1 | EPD Importer on BCH #1 | Source | Retired | EPCOR Distribution Inc. | EPD
EDI4 | EPD Importer on SPC #4 | Source | Retired | EPCOR Distribution Inc. | EPD
EDI5 | EPD Importer on SPC #5 | Source | Retired | EPCOR Distribution Inc. | EPD
EPDA | EPDA TC Load | Sink | Active | Capital Power (Alberta) Limited Partnership | EPDA
EPDC | EPDC EPDC TC Load | Sink | Retired | EPCOR Power Development Corp | EPDC
EPG1 | EPG1 EVI Power Gen 1 | Source | Retired | Comax Energy Ltd. | CEL
EPLP | EPLP EPLP TC LOAD | Sink | Active | Express Pipeline Limited Partnership | EPLP
EPM+ | EPM+ EPMI FM Buy | Sink | Retired | Capital Power PPA Management Inc. | EPMI
EPM- | EPM- EPMI FM Sell | Source | Retired | Capital Power PPA Management Inc. | EPMI
EPMT | EPMT PPLE MT Import | Source | Retired | Talen Energy Marketing, LLC | PPLE
EPXM | EPXM PPLE MT Export | Sink | Retired | Talen Energy Marketing, LLC | PPLE
ER01 | ER01 Windmatic Wind Generator | Source | Retired | Olsen Prairie Farms Ltd. | ERO
ER02 | ER02 | Source | Active | Erling Olsen | ERL
ER1A | ER1A ENCR R#1 | Sink | Active | CP Energy Marketing L.P. | ENCR
ER1C | ER1C ENCR Ret #5 | Sink | Active | CP Energy Marketing L.P. | ENCR
ER1E | ER1E ENCR R#3 | Sink | Active | CP Energy Marketing L.P. | ENCR
ER1F | ER1F ENCR Ret #6 | Sink | Retired | CP Energy Marketing L.P. | ENCR
ER1L | ER1L ENCR R#9 | Sink | Active | CP Energy Marketing L.P. | ENCR
ER1P | ER1P ENCR Ret #7 | Sink | Active | CP Energy Marketing L.P. | ENCR
ER1R | ER1R ENCR R#10 | Sink | Active | CP Energy Marketing L.P. | ENCR
ER1U | ER1U ENCR R#4 | Sink | Active | CP Energy Marketing L.P. | ENCR
ER1W | ER1W ENCR R#11 | Sink | Retired | CP Energy Marketing L.P. | ENCR
ER1X | ER1X ENCR R#2 | Sink | Active | CP Energy Marketing L.P. | ENCR
ER2E | ER2E ENCR R#6 | Sink | Active | CP Energy Marketing L.P. | ENCR
ER2U | ER2U EREA Ret. #1 | Sink | Active | Ermineskin REA Ltd. | EREA
ERCO | ERCO LSSi | Sink | Active | ERCO Worldwide a Div. of Superior Plus LP | STP
ERE1 | ERE1 EROL #1 | Source | Retired | EarthRenew Organics Ltd. | EROL
ES1A | ES1A ESSO SR#1 | Sink | Active | Imperial Oil Limited | ESSO
EP1E | ES1E EESL R#1 | Sink | Retired | EPCOR Energy Inc. (SL) | EESL
ES1E | ES1E ESSO SR#2 | Sink | Active | Imperial Oil Limited | ESSO
ES1R | ES1R ESSO R#5 | Sink | Active | Imperial Oil Limited | ESSO
ES1U | ES1U ESSO SR #3 | Sink | Active | Imperial Oil Limited | ESSO
ES1X | ES1X ESSO R#4 | Sink | Active | Imperial Oil Limited | ESSO
ESBC | ESBC TCES BC Import | Source | Active | TransCanada Energy Sales Ltd. | TCES
ESI+ | ESI+ EESI FM Buy | Sink | Retired | EPCOR Energy Inc. | EESI
ESI- | ESI- EESI FM Sell | Source | Retired | EPCOR Energy Inc. | EESI
ESMT | ESMT MT Import | Source | Active | TransCanada Energy Sales Ltd. | TCES
ESS+ | ESS+ ESSO FM Buy | Sink | Active | Imperial Oil Limited | ESSO
ESS- | ESS- ESSO FM Sell | Source | Active | Imperial Oil Limited | ESSO
ESSK | ESSK TCES Sask Import | Source | Active | TransCanada Energy Sales Ltd. | TCES
ESSO | ESSO IOL Load | Sink | Active | Imperial Oil Limited | ESSO
ESXB | ESXB TCES BC Export | Sink | Active | TransCanada Energy Sales Ltd. | TCES
ESXM | ESXM MT Export | Sink | Active | TransCanada Energy Sales Ltd. | TCES
ESXS | ESXS TCES Sask Export | Sink | Active | TransCanada Energy Sales Ltd. | TCES
EVCC | EVCC EVCC TC Load | Sink | Inactive | Elk Valley Coal Corporation | EVCC
EWR1 | EWR1 East West Ranches | Source | Active | FortisAlberta Inc. | UNCA
EX1A | EX1A EPLP SR#1 | Sink | Active | Express Pipeline Limited Partnership | EPLP
EX1U | EX1U EPLP SR#2 | Sink | Active | Express Pipeline Limited Partnership | EPLP
EAIA | Emerg. Asst. IMP to SPC | Source | Retired | ESBI Alberta Ltd. | EAL
GAB1 | Emergency Assist Bid 1 | Sink | Retired | Grid Company of Alberta Ltd. | GRID
GAB2 | Emergency Assist Bid 2 | Sink | Retired | Grid Company of Alberta Ltd. | GRID
GAB3 | Emergency Assist Bid 3 | Sink | Retired | Grid Company of Alberta Ltd. | GRID
GAB4 | Emergency Assist Bid 4 | Sink | Retired | Grid Company of Alberta Ltd. | GRID
GAO1 | Emergency Assist Offer 1 | Source | Retired | Grid Company of Alberta Ltd. | GRID
GAO2 | Emergency Assist Offer 2 | Source | Retired | Grid Company of Alberta Ltd. | GRID
ESSG | Eric Steedan Solar Garden | Source | Retired | Howell-Mayhew Engineering Inc | HME
FCE+ | FCE+ FCEC FM Buy | Sink | Retired | Fletcher Challenge Energy | FCEC
FCE- | FCE- FCEC FM Sell | Source | Retired | Fletcher Challenge Energy | FCEC
FCE1 | FCE1 Consort Oil Battery | Source | Retired | Apache Canada Ltd | APCL
FF1A | FF1A FFP SR#1 | Sink | Retired | Footner Forest Products Ltd. | FFP
FG1A | FG1A FGI SR #2 | Sink | Retired | Ferus Gas Industries Ltd. Partnership by it's General Partner Ferus Gas Industries Inc. | FGI
FG1U | FG1U FGI SR #1 | Sink | Retired | Ferus Gas Industries Ltd. Partnership by it's General Partner Ferus Gas Industries Inc. | FGI
FH1 | FH1 Fort Hills | Source | Active | Fort Hills Energy Corporation | FHEC
FHEC | FHEC TC Load | Sink | Active | Fort Hills Energy Corporation | FHEC
FHPL | FHPL Coral Transmission | Sink | Retired | Shell Energy North America (Canada) Inc. | CECI
FIRM | FIRM Load Shed | Sink | Active | AESO - Market | PPOA
FNG1 | FNG1 Fort Nelson | Source | Active | Powerex Corp. | PWX
FNL | FNL Fort Nelson Load | Sink | Active | Powerex Corp. | PWX
FP1U | FP1U FPL SR #1 | Sink | Active | Foothills Pipe Lines Ltd. | FPL
FPL | FPL FPL TC Load | Sink | Active | Foothills Pipe Lines Ltd. | FPL
FR1U | FR1U FREA Self-Retail #1 | Sink | Retired | Fort REA Ltd | FREA
FT1A | FT1A FTUT Ret #1 | Sink | Retired | Fluent Utilities Inc. | FTUT
FT1C | FT1C FTUT Ret #7 | Sink | Retired | Fluent Utilities Inc. | FTUT
FT1E | FT1E FTUT Ret #2 | Sink | Retired | Fluent Utilities Inc. | FTUT
FT1F | FT1F FTUT Ret #9 | Sink | Retired | Fluent Utilities Inc. | FTUT
FT1L | FT1L FTUT Ret #4 | Sink | Retired | Fluent Utilities Inc. | FTUT
FT1P | FT1P FTUT Ret #5 | Sink | Retired | Fluent Utilities Inc. | FTUT
FT1R | FT1R FTUT Ret #10 | Sink | Retired | Fluent Utilities Inc. | FTUT
FT1U | FT1U FTUT Ret #3 | Sink | Retired | Fluent Utilities Inc. | FTUT
FT1W | FT1W FTUT Ret #8 | Sink | Retired | Fluent Utilities Inc. | FTUT
FT1X | FT1X FTUT Ret #6 | Sink | Retired | Fluent Utilities Inc. | FTUT
G001 | G001 Micro-gen | Source | Active | ENMAX Energy Corporation | EEC2
G002 | G002 Micro-gen | Source | Active | ENMAX Energy Corporation | EEC2
G003 | G003 Micro-gen | Source | Active | ENMAX Energy Corporation | EEC2
G004 | G004 Micro-gen | Source | Active | ENMAX Energy Corporation | EEC2
G005 | G005 Micro-gen | Source | Active | ENMAX Energy Corporation | EEC2
G006 | G006 Micro-gen | Source | Active | ENMAX Energy Corporation | EEC2
G007 | G007 Micro-gen | Source | Retired | Direct Energy Marketing Ltd. | DREM
G008 | G008 Micro-gen | Source | Active | TransAlta Energy Marketing Corp. | TEN3
G009 | G009 Micro-gen | Source | Active | ENMAX Energy Corporation | EEC2
G010 | G010 Micro-Gen | Source | Active | Direct Energy Partnership | DEP2
G011 | G011 Micro-Gen | Source | Active | ENMAX Energy Corporation | EEC2
G012 | G012 Micro-gen | Source | Active | ENMAX Energy Corporation | EEC2
G014 | G014 Micro-gen | Source | Active | AltaGas Ltd. | AGS
G015 | G015 Micro-gen | Source | Active | ENMAX Energy Corporation | EEC2
G016 | G016 Micro-Gen | Source | Active | AltaGas Ltd. | IQP
G017 | G017 Micro-gen | Source | Active | ENMAX Energy Corporation | EEC2
G018 | G018 Micro-Gen | Source | Active | ENMAX Energy Corporation | EEC2
G019 | G019 Micro-Gen | Source | Active | ENMAX Energy Corporation | EEC2
G020 | G020 Micro-Gen | Source | Active | ENMAX Energy Corporation | EEC2
G021 | G021 Micro-Gen | Source | Retired | ENMAX Energy Corporation | EEC2
G022 | G022 Micro-gen | Source | Retired | ENMAX Energy Corporation | EEC2
G023 | G023 Mico-gen | Source | Active | ENMAX Energy Corporation | EEC2
G024 | G024 Micro-gen | Source | Active | ENMAX Energy Corporation | EEC2
G026 | G026 Micro-gen | Source | Active | Direct Energy Partnership | DEP2
G028 | G028 Micro-Gen | Source | Active | TransAlta Energy Marketing Corp. | TEN5
G029 | G029 Micro-Gen | Source | Active | AltaGas Ltd. | IQP
G030 | G030 Micro-gen | Source | Active | Direct Energy Partnership | DEP2
G031 | G031 Micro-gen | Source | Active | ENMAX Energy Corporation | EEC7
G032 | G032 Micro-gen | Source | Active | Utility Network & Partners Inc. | UNPG
G033 | G033 Micro-gen | Source | Active | ENMAX Energy Corporation | EEC2
G034 | G034 Micro-gen | Source | Active | TransAlta Energy Marketing Corp. | TEN3
G035 | G035 Micro-gen | Source | Active | AltaGas Ltd. | 9558
G036 | G036 Micro-gen | Source | Active | AltaGas Ltd. | 9558
G037 | G037 Micro-gen | Source | Active | ENMAX Energy Corporation | EEC2
G038 | G038 Micro-gen | Source | Active | ENMAX Energy Corporation | EEC2
G039 | G039 Micro-gen | Source | Retired | TransAlta Energy Marketing Corp. | TEN5
G040 | G040 Micro-gen | Source | Active | ENMAX Energy Corporation | EEC2
G041 | G041 Micro-gen | Source | Active | ENMAX Energy Corporation | EEC7
G042 | G042 Micro-gen | Source | Active | ENMAX Energy Corporation | EEC2
G043 | G043 Micro-gen | Source | Active | ENMAX Energy Corporation | EEC2
G044 | G044 Micro-gen | Source | Active | ENMAX Energy Corporation | EEC2
G045 | G045 Micro-gen | Source | Active | ENMAX Energy Corporation | EEC2
G046 | G046 Micro-gen | Source | Active | ENMAX Energy Corporation | EEC2
G047 | G047 Micro-gen | Source | Active | AltaGas Ltd. | IQP
G048 | G048 Micro-gen | Source | Active | TransAlta Energy Marketing Corp. | TEN5
G049 | G049 Micro-gen | Source | Active | ENMAX Energy Corporation | EEC2
G050 | G050 Microgen | Source | Active | ENMAX Energy Corporation | EEC2
G051 | G051 Micro-gen | Source | Active | ENMAX Energy Corporation | EEC2
G052 | G052 Micro-gen | Source | Active | ENMAX Energy Corporation | EEC2
G053 | G053 Microgen | Source | Active | ATCO Energy Ltd. | AZLD
G054 | G054 Micro-gen | Source | Active | University of Alberta | UOFA
G055 | G055 Microgen | Source | Active | University of Alberta | UOFA
G056 | G056 Microgen | Source | Active | ENMAX Energy Corporation | EEC2
G057 | G057 Micro-gen | Source | Active | TransCanada Energy Ltd. | TCN
G058 | G058 Microgen | Source | Active | ENMAX Energy Corporation | EEC2
G059 | G059 Microgen | Source | Active | ENMAX Energy Corporation | EEC2
G060 | G060 Microgen | Source | Retired | TransAlta Energy Marketing Corp. | TEN5
G061 | G061 Microgen | Source | Retired | ENMAX Energy Corporation | EEC2
G062 | G062 Microgen | Source | Active | ENMAX Energy Corporation | EEC2
G063 | G063 Micro-gen | Source | Active | TransAlta Energy Marketing Corp. | TEN5
G064 | G064 Micro-gen | Source | Active | EPCOR Energy Alberta GP Inc. (Default Supply) | E3SA
G065 | G065 Micro-gen | Source | Active | ENMAX Energy Corporation | EEC2
G066 | G066 Micro-gen | Source | Active | CP Energy Marketing L.P. | EMC2
G067 | G067 Micro-gen | Source | Active | ENMAX Energy Corporation | EEC2
G068 | G068 Micro-gen | Source | Active | Shell Canada Limited | SHEL
G069 | G069 Micro-gen | Source | Active | ENMAX Energy Corporation | EEC2
G070 | G070 Micro-gen | Source | Active | TransAlta Energy Marketing Corp. | TEN5
G071 | G071 Micro-gen | Source | Active | TransCanada Energy Ltd. | TCN
G072 | G072 Micro-gen | Source | Active | Direct Energy Partnership | DEP2
G073 | G073 Micro-gen | Source | Active | ENMAX Energy Corporation | EEC2
G074 | G074 Micro-gen | Source | Active | CP Energy Marketing L.P. | EMC2
G075 | G075 Micro-gen | Source | Active | Direct Energy Partnership | DEP2
G076 | G076 Micro-gen | Source | Active | Direct Energy Partnership | DEP2
G077 | G077 Micro-gen | Source | Active | ENMAX Energy Corporation | EEC2
G078 | G078 Micro-gen | Source | Active | Direct Energy Partnership | DEP2
G079 | G079 Micro-gen | Source | Active | ENMAX Energy Corporation | EEC2
G080 | G080 Micro-gen | Source | Active | TransAlta Energy Marketing Corp. | TEN5
G081 | G081 Micro-gen | Source | Active | TransAlta Energy Marketing Corp. | TEN5
G082 | G082 Micro-gen | Source | Active | ENMAX Energy Corporation | EEC2
G083 | G083 Micro-gen | Source | Active | TransAlta Energy Marketing Corp. | TEN3
G084 | G084 Micro-gen | Source | Active | ENMAX Energy Corporation | EEC2
G085 | G085 Micro-gen | Source | Active | EPCOR Energy Alberta GP Inc. | EESA
G086 | G086 Micro-gen | Source | Active | Direct Energy Partnership | DEP2
G087 | G087 Micro-gen | Source | Active | ENMAX Energy Corporation | EEC2
G088 | G088 Micro-gen | Source | Active | ENMAX Energy Corporation | EEC2
G089 | G089 Micro-gen | Source | Active | Enmax Energy Corporation | E11
G090 | G090 Micro-gen | Source | Active | Enmax Energy Corporation | E10
G092 | G092 Micro-gen | Source | Active | Direct Energy Partnership | DEP2
G094 | G094 Micro-gen | Source | Active | ENMAX Energy Corporation | ECE2
GA1A | GA1A GAE Retail #1 | Sink | Active | Gas Alberta Energy (JV) | GAE
GA1C | GA1C GAE Retail #7 | Sink | Active | Gas Alberta Energy (JV) | GAE
GA1E | GA1E GAE Retail #4 | Sink | Active | Gas Alberta Energy (JV) | GAE
GA1F | GA1F GAE Retail #9 | Sink | Retired | Gas Alberta Energy (JV) | GAE
GA1L | GA1L GAE Retail #3 | Sink | Active | Gas Alberta Energy (JV) | GAE
GA1P | GA1P GAE Retail #10 | Sink | Active | Gas Alberta Energy (JV) | GAE
GA1R | GA1R GAE Retail #8 | Sink | Active | Gas Alberta Energy (JV) | GAE
GA1U | GA1U GAE Retail #2 | Sink | Active | Gas Alberta Energy (JV) | GAE
GA1X | GA1X GAE Retail #6 | Sink | Active | Gas Alberta Energy (JV) | GAE
GA2E | GA2E GAE Retail #5 | Sink | Active | Gas Alberta Energy (JV) | GAE
GAL | GAL GAL TC Load | Sink | Retired | Glacier Ammonia Ltd. | GAL
GC1E | GC1E GC1E SR#1 | Sink | Retired | Garden City Plaza Ltd | GCPL
GC1U | GC1U GCPL SR #2 | Sink | Retired | Garden City Plaza Ltd | GCPL
GE1U | GE1U GEI SR #1 | Sink | Retired | George Enterprises Inc. | GEI
GEN1 | GEN1 Judy Creek | Source | Active | Genalta GP II Ltd. | GENL
GEN3 | GEN3 Cadotte | Source | Active | Genalta GP l Ltd. | GENP
GEN5 | GEN5 Carson Creek | Source | Active | Genalta GP II Ltd. | GENL
GEN6 | GEN6 Judy Creek | Source | Active | Genalta GP II Ltd. | GENL
GEN7 | GEN7 Galloway | Source | Active | Genalta GP l Ltd. | GENP
GI1A | GI1A GIBP SR#1 | Sink | Retired | Gibson Energy Ltd | GIBP
GI1E | GI1E GIBP SR | Sink | Retired | Gibson Energy Ltd | GIBP
GI1U | GI1U GIBP SR#2 | Sink | Retired | Gibson Energy Ltd | GIBP
GIB+ | GIB+ GIBP FM Buy | Sink | Retired | Gibson Energy Ltd | GIBP
GIB- | GIB- GIBP FM Sell | Source | Retired | Gibson Energy Ltd | GIBP
GN1 | GN1 Genesee #1 | Source | Active | Balancing Pool | BALP
GN2 | GN2 Genesee #2 | Source | Active | Balancing Pool | BALP
GN3 | GN3 Genesee #3 | Source | Active | Capital Power (G3) Limited Partnership | EPDG
GO1A | GO1A GOAE SR#1 | Sink | Active | Government of Alberta - ESRD - OI | GOAE
GO1E | GO1E GOAE SR#3 | Sink | Active | Government of Alberta - ESRD - OI | GOAE
GO1U | GO1U GOAE SR #2 | Sink | Active | Government of Alberta - ESRD - OI | GOAE
GOC1 | GOC1 Gold Creek Facility | Source | Active | Maxim Power Corp. | MPC
GP1A | GP1A SGPL RET#1 | Sink | Active | 7th Generation Power Limited Partnership | SGPL
GP1C | GP1C SGPL RET#3 | Sink | Active | 7th Generation Power Limited Partnership | SGPL
GP1E | GP1E SGPL RET#7 | Sink | Active | 7th Generation Power Limited Partnership | SGPL
GP1F | GP1F SGPL RET#4 | Sink | Retired | 7th Generation Power Limited Partnership | SGPL
GP1L | GP1L SGPL RET#10 | Sink | Active | 7th Generation Power Limited Partnership | SGPL
GP1P | GP1P SGPL RET#6 | Sink | Active | 7th Generation Power Limited Partnership | SGPL
GP1R | GP1R SGPL RET#5 | Sink | Active | 7th Generation Power Limited Partnership | SGPL
GP1U | GP1U SGPL RET#9 | Sink | Active | 7th Generation Power Limited Partnership | SGPL
GP1X | GP1X SGPL RET#2 | Sink | Active | 7th Generation Power Limited Partnership | SGPL
GP2E | GP2E SGPL RET#8 | Sink | Active | 7th Generation Power Limited Partnership | SGPL
GPEC | GPEC Grande Prairie | Source | Active | Canadian Forest Products Ltd. | CFPL
GPI | GPI TC Load | Sink | Active | Grande Prairie Generation Inc. | GPI
GPJ | GPJ G&P Johnson | Source | Active | Optimist Wind Energy Ltd. | GPJ
GPWF | GPWF GPWF TC load | Sink | Active | Ghost Pine Windfarm, LP | GPWF
GQ01 | GQ01 Onion 1 Windfarm | Source | Inactive | Gouw Quality Onions Ltd | GQOL
GTE1 | GTE1 Coaldale | Source | Active | Grow the Energy Circle Ltd. | GTEC
GU1A | GU1A GULF SR#1 | Sink | Retired | ConocoPhillips Canada Res Corp | GULF
GU1U | GU1U | Sink | Retired | ConocoPhillips Canada Res Corp | GULF
GUL+ | GUL+ GULF FM Buy | Sink | Retired | ConocoPhillips Canada Res Corp | GULF
GUL- | GUL- GULF FM Sell | Source | Retired | ConocoPhillips Canada Res Corp | GULF
GWW1 | GWW1 GW Wind #1 | Source | Active | TransAlta Corporation | TAC3
GRID | Gridco Firm Load | Sink | Retired | Grid Company of Alberta Ltd. | GRID
HA1A | HA1A HAAE Self-Retail #1 | Sink | Active | Ho & Ann Enterprises Inc. O/A Central Suite Hotel | HAAE
HAL1 | HAL1 Halkirk Wind Power Facility | Source | Active | Halkirk I Wind Project LP | HWP
HAY1 | HAY1 HAYE #1 | Source | Retired | Michael Dean & Cathy Lynn Hayes | HAYE
HB01 | HB01 Gas Motor | Source | Retired | Hutterian Brethren of Pibroch | HBCP
HB1A | HB1A HBC SR#4 | Sink | Retired | Hudson's Bay Company | HBC
HB1E | HB1E HBC SR#2 | Sink | Retired | Hudson's Bay Company | HBC
HB1U | HB1U HBC SR #3 | Sink | Retired | Hudson's Bay Company | HBC
HB1X | HB1X HBC SR#1 | Sink | Retired | Hudson's Bay Company | HBC
HBC+ | HBC+ HBC FM Buy | Sink | Retired | Hudson's Bay Company | HBC
HBC- | HBC- HBC FM Sell | Source | Retired | Hudson's Bay Company | HBC
HC1E | HC1E HBCP SR2 | Sink | Retired | Hutterian Brethren of Pibroch | HBCP
HC1U | HC1U HBCP SR1 | Sink | Retired | Hutterian Brethren of Pibroch | HBCP
HE1A | HE1A HECC Ret #1 | Sink | Active | Hudson Energy Canada Corp. | HECC
HE1C | HE1C HECC Ret #8 | Sink | Active | Hudson Energy Canada Corp. | HECC
HE1E | HE1E HECC Ret #2 | Sink | Active | Hudson Energy Canada Corp. | HECC
HE1F | HE1F HECC Ret #10 | Sink | Retired | Hudson Energy Canada Corp. | HECC
HE1L | HE1L HECC Ret #5 | Sink | Active | Hudson Energy Canada Corp. | HECC
HE1P | HE1P HECC Ret #6 | Sink | Active | Hudson Energy Canada Corp. | HECC
HE1R | HE1R HECC Ret #11 | Sink | Active | Hudson Energy Canada Corp. | HECC
HE1U | HE1U HECC Ret #4 | Sink | Active | Hudson Energy Canada Corp. | HECC
HE1W | HE1W HECC Ret #9 | Sink | Retired | Hudson Energy Canada Corp. | HECC
HE1X | HE1X HECC Ret #7 | Sink | Active | Hudson Energy Canada Corp. | HECC
HE2E | HE2E HECC Ret #3 | Sink | Active | Hudson Energy Canada Corp. | HECC
HGH1 | HGH1 High Level Unit #360 | Source | Retired | ATCO Electric | APL
HK1A | HK1A HKRW SR#1 | Sink | Retired | Henry Kroeger Regional Water | HKRW
HME+ | HME+ HME FM Buy | Sink | Retired | Howell-Mayhew Engineering Inc | HME
HME- | HME- HME FM Sell | Source | Retired | Howell-Mayhew Engineering Inc | HME
HME1 | HME1 Edmonton Canora Solar #1 | Source | Retired | Howell-Mayhew Engineering Inc | HME
HMT1 | HMT1 ALP | Source | Active | AltaGas Ltd. | ALP
HP1U | HP1U HPGL SR #1 | Sink | Active | Horseshoe Power GP Ltd. | HPGL
HR01 | HR01 Highmark #1 | Source | Active | Future Fuel Ltd. | FFL
HR1A | HR1A HRI SR #1 | Sink | Active | Growing Power Hairy Hill LP | HRI
HR1U | HR1U HREA SR#1 | Sink | Retired | Barrhead REA Ltd | HREA
HRM | HRM H.R. Milner | Source | Active | Milner Power Limited Partnership by its General Partner Milner Power Inc. | MPLP
HSM1 | HSM1 House Mountain | Source | Active | ATCO Power Canada Ltd. | APC
HUS1 | HUS1 SCFC Hussar | Source | Active | Sunshine Colony Farming Co. Ltd. | SCFC
HWP | HWP HWP TC Load | Sink | Active | Halkirk I Wind Project LP | HWP
IC01 | IC01 Iron Creek #1 | Source | Retired | Iron Creek Colony | ICC
IC1U | IC1U ICC SR1 | Sink | Retired | Iron Creek Colony | ICC
ICP1 | ICP1 Drops 4, 5, 6 | Source | Active | Irrigation Canal Power Co-op Ltd. | ICPL
IEBC | IEBC IPC BC Export Unit | Sink | Retired | IDACORP Energy L.P. | IPC
IESK | IESK IPC Sask Export Unit | Sink | Retired | IDACORP Energy L.P. | IPC
IEW1 | IEW1 Summerview Phase 1 | Source | Active | TransAlta Corporation | VQW
IEW2 | IEW2 Summerview Phase 2 | Source | Active | TransAlta Corporation | VQW
IOR1 | IOR1 Mahkeses Central Plant | Source | Active | Imperial Oil Limited | ESSO
IOR2 | IOR2 Nabiye | Source | Active | Imperial Oil Limited | ESSL
IOR3 | IOR3 Kearl | Source | Active | Imperial Oil Limited | ESSO
IPBC | IPBC BC Import Unit | Source | Retired | IDACORP Energy L.P. | IPC
IPC+ | IPC+ IPC FM Buy | Sink | Retired | IDACORP Energy L.P. | IPC
IPC- | IPC- IPC FM Sell | Source | Retired | IDACORP Energy L.P. | IPC
IPSK | IPSK Sask Inport Unit | Source | Retired | IDACORP Energy L.P. | IPC
IQ1A | IQ1A IQP Atco R#2 | Sink | Active | AltaGas Ltd. | IQP
IQ1C | IQ1C IQP Ret #7 | Sink | Active | AltaGas Ltd. | IQP
IQ1E | IQ1E IQP Epcor R#1 | Sink | Active | AltaGas Ltd. | IQP
IQ1L | IQ1L IQP Leth R#6 | Sink | Active | AltaGas Ltd. | IQP
IQ1P | IQ1P IQP Ret #9 | Sink | Active | AltaGas Ltd. | IQP
IQ1R | IQ1R IQP Red Deer R#5 | Sink | Active | AltaGas Ltd. | IQP
IQ1U | IQ1U IQP Util. R#3 | Sink | Active | AltaGas Ltd. | IQP
IQ1W | IQ1W IQP Ret #8 | Sink | Retired | AltaGas Ltd. | IQP
IQ1X | IQ1X IQP Enmax R#4 | Sink | Active | AltaGas Ltd. | IQP
IQ2A | IQ2A IQP2 Ret #1 | Sink | Active | AltaGas Ltd. | IQP2
IQ2C | IQ2C IQP2 Ret #5 | Sink | Active | AltaGas Ltd. | IQP2
IQ2E | IQ2E IQP2 Ret #2 | Sink | Active | AltaGas Ltd. | IQP2
IQ2F | IQ2F IQP2 Ret #7 | Sink | Retired | AltaGas Ltd. | IQP2
IQ2L | IQ2L IQP2 Ret #8 | Sink | Active | AltaGas Ltd. | IQP2
IQ2P | IQ2P IQP2 Ret #10 | Sink | Active | AltaGas Ltd. | IQP2
IQ2R | IQ2R IQP2 Ret #9 | Sink | Active | AltaGas Ltd. | IQP2
IQ2U | IQ2U IQP2 Ret #3 | Sink | Active | AltaGas Ltd. | IQP2
IQ2W | IQ2W IQP2 Ret #6 | Sink | Retired | AltaGas Ltd. | IQP2
IQ2X | IQ2X IQP2 Ret #4 | Sink | Active | AltaGas Ltd. | IQP2
IQP+ | IQP+ IQP FM Buy | Sink | Active | AltaGas Ltd. | IQP
IQP- | IQP- IQP FM Sell | Source | Active | AltaGas Ltd. | IQP
ISBC | ISBC PPOA Import BC | Source | Active | AESO - Market | PPOA
ISXB | ISXB PPOA Export BC | Sink | Active | AESO - Market | PPOA
GIB1 | Inadvertent Bid 1 | Sink | Retired | Grid Company of Alberta Ltd. | GRID
EAI3 | Inadvertent IMP from BC | Source | Retired | ESBI Alberta Ltd. | EAL
GIO1 | Inadvertent Offer 1 | Source | Retired | Grid Company of Alberta Ltd. | GRID
JB1 | JB1 Butterfield | Source | Retired | Jenifer Butterfield | JB
JF1U | JF1U JFEC SR #1 | Sink | Active | Just Freehold Energy Corp. | JFEC
JFE1 | JFE1 Alex | Source | Active | Horseshoe Power GP Ltd. | HPGL
JFE2 | JFE2 Alix | Source | Active | Horseshoe Power GP Ltd. | HPGL
JOF1 | JOF1 Joffre #1 | Source | Active | ATCO Power Canada Ltd. | APNC
KE01 | KE01 Rimbey Plant Generation | Source | Active | ENMAX Energy Corporation | VPC2
KE1A | KE1A KEC SR#2 | Sink | Retired | Keyera Energy Partnership | KEC
KE1U | KE1U KEC SR#1 | Sink | Retired | Keyera Energy Partnership | KEC
KEC+ | KEC+ KEC FM Buy | Sink | Retired | Keyera Energy Partnership | KEC
KEC- | KEC- KEC FM Sell | Source | Retired | Keyera Energy Partnership | KEC
KH1 | KH1 Keephills #1 | Source | Active | Balancing Pool | BALP
KH2 | KH2 Keephills #2 | Source | Active | Balancing Pool | BALP
KH3 | KH3 Keephills #3 | Source | Active | TransAlta Generation Partnership | TAKH
KHW | KHW KHW TC Load | Sink | Active | Kettles Hill Wind Energy Inc. | KHW
KHW1 | KHW1 Kettles Hill Wind | Source | Active | Kettles Hill Wind Energy Inc. | KHW
KM1U | KM1U KMCT SR#1 | Sink | Active | Kinder Morgan Canada Terminals ULC | KMCT
KNOP | KNOP Knopsic | Source | Retired | Anadarko Canada Corporation | ADC
KP1A | KP1A KPC SR#1 | Sink | Active | Inter Pipeline Ltd. | KPC
KP1U | KP1U KPC SR#2 | Sink | Active | Inter Pipeline Ltd. | KPC
KPC+ | KPC+ KPC FM Buy | Sink | Active | Inter Pipeline Ltd. | KPC
KPC- | KPC- KPC FM Sell | Source | Active | Inter Pipeline Ltd. | KPC
L10A | L10A L10 SR #1 | Sink | Retired | Lakeland Rural Electrification Association Ltd. | L10
L11A | L11A L11 Ret #1 | Sink | Active | Lakeland REA Ltd. | L11
LA1A | LA1A LARI SR #1 | Sink | Active | Laricina Energy Ltd. | LARI
LAC1 | LAC1 Lacombe | Source | Active | Horseshoe Power GP Ltd. | HPGL
LBBC | LBBC LBCS BC Import | Source | Retired | Lehman Brothers Commodity Services Inc. | LBCS
LBG1 | LBG1 LBG | Source | Active | Lethbridge Biogas LP, by its General Partner Lethbridge Biogas General Partner Inc. | LBG
LBSK | LBSK LBCS Sask Import | Source | Retired | Lehman Brothers Commodity Services Inc. | LBCS
LBXB | LBXB LBCS BC Export | Sink | Retired | Lehman Brothers Commodity Services Inc. | LBCS
LBXS | LBXS LBCS Sask Export | Sink | Retired | Lehman Brothers Commodity Services Inc. | LBCS
LDL1 | LDL1 LDL Joint Venture | Source | Active | Lundbreck Developments -J.V. A | LDL
LE1A | LE1A LRE2 Ret. | Sink | Active | Lakeland REA Ltd. | LRE2
LE1U | LE1U LRE3 Retail | Sink | Retired | Lakeland REA Ltd. | LRE3
LE2U | LE2U LRE4 Retail | Sink | Active | Lakeland REA Ltd. | LRE4
LF1A | LF1A LEAP RET#1 | Sink | Active | Leap Energy Solutions Corp. | LEAP
LF1C | LF1C LEAP RET#3 | Sink | Active | Leap Energy Solutions Corp. | LEAP
LF1E | LF1E LEAP RET#7 | Sink | Active | Leap Energy Solutions Corp. | LEAP
LF1F | LF1F LEAP RET#4 | Sink | Retired | Leap Energy Solutions Corp. | LEAP
LF1L | LF1L LEAP RET#10 | Sink | Active | Leap Energy Solutions Corp. | LEAP
LF1P | LF1P LEAP RET#6 | Sink | Active | Leap Energy Solutions Corp. | LEAP
LF1R | LF1R LEAP RET#5 | Sink | Active | Leap Energy Solutions Corp. | LEAP
LF1U | LF1U LEAP RET#9 | Sink | Active | Leap Energy Solutions Corp. | LEAP
LF1X | LF1X LEAP RET#2 | Sink | Active | Leap Energy Solutions Corp. | LEAP
LF2E | LF2E LEAP RET#8 | Sink | Active | Leap Energy Solutions Corp. | LEAP
LI1L | LI1L LIW SR#1 | Sink | Retired | Lethbridge Iron Works Co. Ltd | LIW
LK1A | LK1A LKES Ret #1 | Sink | Active | Link Energy Supply Inc. | LKES
LK1C | LK1C LKES Ret #7 | Sink | Active | Link Energy Supply Inc. | LKES
LK1E | LK1E LKES Ret #2 | Sink | Active | Link Energy Supply Inc. | LKES
LK1F | LK1F LKES Ret #9 | Sink | Retired | Link Energy Supply Inc. | LKES
LK1L | LK1L LKES Ret #5 | Sink | Active | Link Energy Supply Inc. | LKES
LK1P | LK1P LKES Ret #6 | Sink | Active | Link Energy Supply Inc. | LKES
LK1R | LK1R LKES Ret #10 | Sink | Active | Link Energy Supply Inc. | LKES
LK1U | LK1U LKES Ret #3 | Sink | Active | Link Energy Supply Inc. | LKES
LK1W | LK1W LKES Ret #8 | Sink | Retired | Link Energy Supply Inc. | LKES
LK1X | LK1X LKES Ret #4 | Sink | Active | Link Energy Supply Inc. | LKES
LK2A | LK2A LKE2 RET#1 | Sink | Active | Link Energy Supply Inc. | LKE2
LK2C | LK2C LKE2 RET#3 | Sink | Active | Link Energy Supply Inc. | LKE2
LK2E | LK2E LKE2 RET#7 | Sink | Active | Link Energy Supply Inc. | LKE2
LK2F | LK2F LKE2 RET#4 | Sink | Retired | Link Energy Supply Inc. | LKE2
LK2L | LK2L LKE2 RET#9 | Sink | Active | Link Energy Supply Inc. | LKE2
LK2P | LK2P LKE2 RET#6 | Sink | Active | Link Energy Supply Inc. | LKE2
LK2R | LK2R LKE2 RET#5 | Sink | Active | Link Energy Supply Inc. | LKE2
LK2U | LK2U LKE2 RET#8 | Sink | Active | Link Energy Supply Inc. | LKE2
LK2X | LK2X LKE2 RET#2 | Sink | Active | Link Energy Supply Inc. | LKE2
LO1E | LO1E LOGI SR #1 | Sink | Active | LogiCan Technologies Inc. | LOGI
LON1 | LON1 Loon | Source | Retired | Harvest Operations Corp. | CYTE
LP1A | LP1A CPEP Ret 1 | Sink | Active | 1772387 Alberta Limited Partnership | CPEP
LP1C | LP1C LP1C CPEP Ret 8 | Sink | Active | 1772387 Alberta Limited Partnership | CPEP
LP1E | LP1E CPEP Ret 2 | Sink | Active | 1772387 Alberta Limited Partnership | CPEP
LP1F | LP1F CPEP Ret 10 | Sink | Retired | 1772387 Alberta Limited Partnership | CPEP
LP1L | LP1L CPEP Ret 5 | Sink | Active | 1772387 Alberta Limited Partnership | CPEP
LP1P | LP1P CPEP Ret 6 | Sink | Active | 1772387 Alberta Limited Partnership | CPEP
LP1R | LP1R CPEP Ret 11 | Sink | Active | 1772387 Alberta Limited Partnership | CPEP
LP1U | LP1U CPEP Ret 4 | Sink | Active | 1772387 Alberta Limited Partnership | CPEP
LP1W | LP1W CPEP Ret 9 | Sink | Retired | 1772387 Alberta Limited Partnership | CPEP
LP1X | LP1X CPEP Ret 7 | Sink | Active | 1772387 Alberta Limited Partnership | CPEP
LP2E | LP2E CPEP Ret 3 | Sink | Active | 1772387 Alberta Limited Partnership | CPEP
LPIA | LPIA LPI Ret #1 | Sink | Retired | Landmark Power Inc. | LPI
LPIE | LPIE LPI Ret #2 | Sink | Retired | Landmark Power Inc. | LPI
LPIR | LPIR LPI Ret #6 | Sink | Retired | Landmark Power Inc. | LPI
LPIU | LPIU LPI Ret #4 | Sink | Retired | Landmark Power Inc. | LPI
LPIX | LPIX LPI Ret #5 | Sink | Retired | Landmark Power Inc. | LPI
LPZE | LPZE LPI Ret #3 | Sink | Retired | Landmark Power Inc. | LPI
LR1A | LR1A LREA SR | Sink | Active | Lakeland REA Ltd. | LREA
LR2A | LR2A LRE5 SR | Sink | Active | Lakeland REA Ltd. | LRE5
LR6A | LR6A LRE6 SR#1 | Sink | Retired | Lakeland REA Ltd. | LRE6
LR7A | LR7A LRE7 SR#1 | Sink | Retired | Lakeland Rural Electrification Association Ltd. | LRE7
LR8A | LR8A LRE8 SR#1 | Sink | Active | Lakeland Rural Electrification Association Ltd. | LRE8
LR9A | LR9A LRE9 SR#1 | Sink | Retired | Lakeland Rural Electrification Association Ltd. | LRE9
LRH1 | LRH1 Chinook Health Cogen | Source | Retired | Chinook Health Region | CHR
LS1A | LS1A LSL SR #1 | Sink | Retired | LaCrete Sawmills Ltd | LSL
LS1U | LS1U LSP SR#1 | Sink | Retired | Lakeside Packers, IBP, Inc | LSP
LSP+ | LSP+ LSP FM Buy | Sink | Retired | Lakeside Packers, IBP, Inc | LSP
LSP- | LSP- LSP FM Sell | Source | Retired | Lakeside Packers, IBP, Inc | LSP
LT1L | LT1L LTH Ret #1 | Sink | Active | City of Lethbridge | LTH
LTH | LTH Firm Load | Sink | Retired | City of Lethbridge | LTH
LTH+ | LTH+ LTH FM Buy | Sink | Active | City of Lethbridge | LTH
LTH- | LTH- LTH FM Sell | Source | Active | City of Lethbridge | LTH
LU1A | LU1A SR 2 | Sink | Retired | Luscar Ltd | LUSL
LU1U | LU1U SR1 | Sink | Retired | Luscar Ltd | LUSL
MABC | MABC MANH Import from BC | Source | Retired | The Manitoba Hydro-Electric Board | MANH
MAC1 | MAC1 MacLeod Flats Turbine | Source | Active | TransAlta Corporation | VQW
MAN1 | MAN1 Mannville | Source | Active | Perpetual Operating Corp. | PPTO
MASK | MASK Import from Sask | Source | Active | The Manitoba Hydro-Electric Board | MANH
MAXB | MAXB MANH Export to BC | Sink | Retired | The Manitoba Hydro-Electric Board | MANH
MAXS | MAXS Export to Sask | Sink | Active | The Manitoba Hydro-Electric Board | MANH
MC1A | MC1A MCSN Ret #1 | Sink | Active | Lemalu Holdings Ltd. O/A MCSNet | MCSN
MC1U | MC1U MCFL SR #1 | Sink | Retired | McCain Foods Limited | MCFL
MCL+ | MCL+ MCLE FM Buy | Sink | Retired | Brookfield Energy Marketing Inc. | MCLE
MCL- | MCL- MCLE FM Sell | Source | Retired | Brookfield Energy Marketing Inc. | MCLE
MCXB | MCXB MCLE Export to BC | Sink | Retired | Brookfield Energy Marketing Inc. | MCLE
MDF1 | MDF1 Hotchkiss | Source | Active | West Fraser Mills Ltd. | WFML
ME01 | ME01 Maxim Energy#1 | Source | Retired | Devon Canada Corporation | AND
ME02 | ME02 Lethbridge Taber | Source | Active | Signalta Resources Limited | SNRL
ME03 | ME03 Lethbridge Burdett | Source | Active | Signalta Resources Limited | SNRL
ME04 | ME04 Lethbridge Coaldale | Source | Active | Signalta Resources Limited | SNRL
ME05 | ME05 Lethbridge Fort MacLeod | Source | Active | Signalta Resources Limited | SNRL
ME1U | ME1U MEG SR#1 | Sink | Retired | Maxim Energy Group Ltd. | MEG
ME2U | ME2U MEG2 SR #1 | Sink | Active | MEG Energy Corp. | MEG2
MEC+ | MEC+ MEC FM Buy | Sink | Retired | Mariah Energy Corp. | MEC
MEC- | MEC- MEC FM Sell | Source | Retired | Mariah Energy Corp. | MEC
MEG+ | MEG+ MEG FM Buy | Sink | Retired | Maxim Energy Group Ltd. | MEG
MEG- | MEG- MEG FM Sell | Source | Retired | Maxim Energy Group Ltd. | MEG
MEG1 | MEG1 Christina Lake | Source | Active | MEG Energy Corp. | MEGE
MEGE | MEGE MEGE TC Load | Sink | Active | MEG Energy Corp. | MEGE
MER+ | MER+ MER FM Buy | Sink | Retired | Mercury Energy Corporation | MERC
MER- | MER- MERC FM Sell | Source | Retired | Mercury Energy Corporation | MERC
MER1 | MER1 Mercury Electric #1 | Source | Retired | Mercury Energy Corporation | MERC
MER2 | MER2 Mercury Electric #2 | Source | Retired | Mercury Energy Corporation | MERC
MER3 | MER3 Mercury Electric #3 | Source | Retired | Mercury Energy Corporation | MERC
MF1U | MF1U MFI SR 1 | Sink | Retired | Masterfeeds Inc. | MFI
MFG1 | MFG1 MFC Mazeppa | Source | Active | MFC Power Limited Partnership | MFCP
MG1A | MG1A MGE SR #1 | Sink | Retired | NCE Petrofund Corp | MGE
MG1U | MG1U MGE SR#2 | Sink | Retired | NCE Petrofund Corp | MGE
MGBC | MGBC MAGE BC Import | Source | Active | MAG Energy Solutions Inc. | MAGE
MGE+ | MGE+ MGE FM Buy | Sink | Retired | NCE Petrofund Corp | MGE
MGE- | MGE- MGE FM Sell | Source | Retired | NCE Petrofund Corp | MGE
MGMT | MGMT MAG MT Import | Source | Active | MAG Energy Solutions Inc. | MAGE
MGSK | MGSK MAG SK Import | Source | Active | MAG Energy Solutions Inc. | MAGE
MGXB | MGXB MAGE BC Export | Sink | Active | MAG Energy Solutions Inc. | MAGE
MGXM | MGXM MAG MT Export | Sink | Active | MAG Energy Solutions Inc. | MAGE
MGXS | MGXS MAG SK Export | Sink | Active | MAG Energy Solutions Inc. | MAGE
MHB1 | MHB1 New Dayton | Source | Active | Miami Hutterian Brethren | MIHB
MHL1 | MHL1 MHL | Source | Active | Mills Gardenia Holdings Ltd. | MHL
MKR1 | MKR1 Muskeg River | Source | Active | Canadian Natural Upgrading Limited | CNUL
MKRC | MKRC MacKay River Cogeneration Plant | Source | Active | TransCanada Energy Ltd. | TCN
ML1L | ML1L MLF SR | Sink | Retired | Maple Leaf Foods Inc | MLF
ML1U | ML1U SR1 | Sink | Retired | Maple Leaf Foods Inc | MLF
ML1X | ML1X SR2 | Sink | Retired | Maple Leaf Foods Inc | MLF
MLBC | MLBC MLCC BC Import | Source | Retired | Merrill Lynch Commodities Canada, ULC | MLCC
MLC+ | MLC+ MLCC FM Buy | Sink | Retired | Merrill Lynch Commodities Canada, ULC | MLCC
MLC- | MLC- MLCC FM Sell | Source | Retired | Merrill Lynch Commodities Canada, ULC | MLCC
MLE | MLE AST13919 | Source | Active | TransAlta Corporation | VQW
MLSK | MLSK MLCC Sask Import | Source | Retired | Merrill Lynch Commodities Canada, ULC | MLCC
MLXB | MLXB MLCC BC Export | Sink | Retired | Merrill Lynch Commodities Canada, ULC | MLCC
MLXS | MLXS MLCC Sask Export | Sink | Retired | Merrill Lynch Commodities Canada, ULC | MLCC
MNJS | MNJS NDP | Source | Inactive | NDP | NDP
MO1A | MO1A MOCL SR#1 | Sink | Retired | Murphy Oil Co. Ltd | MOCL
MO1U | MO1U MOCL SR#2 | Sink | Retired | Murphy Oil Co. Ltd | MOCL
MOBC | MOBC MSCG Import from BC | Source | Active | Morgan Stanley Capital Group Inc. | MSCG
MOC+ | MOC+ MOCL FM Buy | Sink | Retired | Murphy Oil Co. Ltd | MOCL
MOC- | MOC- MOCL FM Sell | Source | Retired | Murphy Oil Co. Ltd | MOCL
MOMT | MOMT MT Import | Source | Active | Morgan Stanley Capital Group Inc. | MSCG
MOR1 | MOR1 ENFX Morinville | Source | Retired | Regco Petroleums Ltd. | RPL
MOSK | MOSK MSCG Import from Sask | Source | Active | Morgan Stanley Capital Group Inc. | MSCG
MOXB | MOXB MSCG Export to BC | Sink | Active | Morgan Stanley Capital Group Inc. | MSCG
MOXM | MOXM MT Export | Sink | Active | Morgan Stanley Capital Group Inc. | MSCG
MOXS | MOXS MSCG Export to Sask | Sink | Active | Morgan Stanley Capital Group Inc. | MSCG
MP1A | MP1A MPC SR #2 | Sink | Active | Maxim Power Corp. | MPC
MP1U | MP1U MPC SR #1 | Sink | Active | Maxim Power Corp. | MPC
MPI | MPI MPI Transmission Load | Sink | Retired | Milner Power Inc. | MPI
MPLP | MPLP MPLP Transmission Load | Sink | Active | Milner Power Limited Partnership by its General Partner Milner Power Inc. | MPLP
MR1A | MR1A MREA SR#1 | Sink | Retired | Manning REA Ltd | MREA
MR1U | MR1U OREA Ret. #1 | Sink | Active | Mayerthorpe & District REA Ltd. | OREA
MRG1 | MRG1 Morning Side Rose Garden | Source | Retired | Centennial Rose Garden Inc. | MRG
MSC+ | MSC+ MSCG FM Buy | Sink | Active | Morgan Stanley Capital Group Inc. | MSCG
MSC- | MSC- MSCG FW Sell | Source | Active | Morgan Stanley Capital Group Inc. | MSCG
MTLL | MT Line Loss | Sink | Active | AESO - Transmission | TAOA
MT1U | MT1U MONT Ret #1 | Sink | Suspended | Montana Rural Electrification Association Ltd. | MONT
MTL+ | MTL+ MTL FM Buy | Sink | Retired | Megas Trading Ltd. | MTL
MTL- | MTL- MTL FM Sell | Source | Retired | Megas Trading Ltd. | MTL
MW1A | MW1A MWFP SR#3 | Sink | Active | Millar Western Forest Products Ltd. | MWFP
MW1E | MW1E MWFP SR#2 | Sink | Active | Millar Western Forest Products Ltd. | MWFP
MW1U | MW1U MWFP SR#1 | Sink | Active | Millar Western Forest Products Ltd. | MWFP
MWC1 | MWC1 Mariah Walker Court #1 | Source | Retired | Mariah Energy Corp. | MEC
MWF+ | MWF+ MWFP FM Buy | Sink | Active | Millar Western Forest Products Ltd. | MWFP
MWF- | MWF- MWFP FM Sell | Source | Active | Millar Western Forest Products Ltd. | MWFP
MWFP | MWFP IND Load | Sink | Active | Millar Western Forest Products Ltd. | MWFP
MWLS | MWLS LSSi | Sink | Active | Millar Western Forest Products Ltd. | MWFP
MEC1 | Magrath Energy #1 | Source | Retired | Magrath Energy Corporation | MAGR
G093 | Micro-gen G093 | Source | Active | ATCO Energy Ltd. | AYLD
ML1E | Ml1E | Sink | Retired | Maple Leaf Foods Inc | MLF
NA1A | NA1A SENA Retail #1 | Sink | Active | Shell Energy North America (Canada) Inc. | SENA
NA1C | NA1C SENA Retail #3 | Sink | Active | Shell Energy North America (Canada) Inc. | SENA
NA1E | NA1E SENA Retail #7 | Sink | Active | Shell Energy North America (Canada) Inc. | SENA
NA1F | NA1F SENA Retail #5 | Sink | Retired | Shell Energy North America (Canada) Inc. | SENA
NA1L | NA1L SENA Retail #10 | Sink | Active | Shell Energy North America (Canada) Inc. | SENA
NA1P | NA1P SENA Retail #11 | Sink | Active | Shell Energy North America (Canada) Inc. | SENA
NA1R | NA1R SENA Retail #6 | Sink | Active | Shell Energy North America (Canada) Inc. | SENA
NA1U | NA1U SENA Retail #9 | Sink | Active | Shell Energy North America (Canada) Inc. | SENA
NA1W | NA1W SENA Retail #4 | Sink | Retired | Shell Energy North America (Canada) | SENA
NA1X | NA1X SENA Retail #2 | Sink | Active | Shell Energy North America (Canada) Inc. | SENA
NA2E | NA2E SENA Retail #8 | Sink | Active | Shell Energy North America (Canada) Inc. | SENA
NABC | NABC NAGP BC Import | Source | Retired | Noble Americas Gas & Power Corp. | NAGP
NAG+ | NAG+ NAGP FM Buy | Sink | Retired | Noble Americas Gas & Power Corp. | NAGP
NAG- | NAG- NAGP FM Sell | Source | Retired | Noble Americas Gas & Power Corp. | NAGP
NAMT | NAMT NAGP MT IMPORT | Source | Retired | Noble Americas Gas & Power Corp. | NAGP
NASK | NASK NAGP Sask Import | Source | Retired | Noble Americas Gas & Power Corp. | NAGP
NAT1 | NAT1 Ralston | Source | Active | NAT-1 Limited Partnership | NEPL
NAXB | NAXB NAGP BC Export | Sink | Retired | Noble Americas Gas & Power Corp. | NAGP
NAXM | NAXM NAGP MT EXPORT | Sink | Retired | Noble Americas Gas & Power Corp. | NAGP
NAXS | NAXS NAGP Sask Export | Sink | Retired | Noble Americas Gas & Power Corp. | NAGP
NB2A | NB2A NWB2 Ret #1 | Sink | Retired | Negawatt Business Solutions Inc. | NWB2
NB2E | NB2E NWB2 Ret #2 | Sink | Retired | Negawatt Business Solutions Inc. | NWB2
NB2L | NB2L NWB2 Ret #4 | Sink | Retired | Negawatt Business Solutions Inc. | NWB2
NB2R | NB2R NWB2 Ret #6 | Sink | Retired | Negawatt Business Solutions Inc. | NWB2
NB2U | NB2U NWB2 Ret #3 | Sink | Retired | Negawatt Business Solutions Inc. | NWB2
NB2X | NB2X NWB2 Ret #5 | Sink | Retired | Negawatt Business Solutions Inc. | NWB2
NBSA | NBSA NWBS Ret #1 | Sink | Retired | Negawatt Business Solutions Inc. | NWBS
NBSE | NBSE NWBS Ret#2 | Sink | Retired | Negawatt Business Solutions Inc. | NWBS
NBSL | NBSL NWBS Ret#4 | Sink | Retired | Negawatt Business Solutions Inc. | NWBS
NBSR | NBSR NWBS Ret#6 | Sink | Retired | Negawatt Business Solutions Inc. | NWBS
NBSU | NBSU NWBS Ret#3 | Sink | Retired | Negawatt Business Solutions Inc. | NWBS
NBSX | NBSX NWBS Ret#5 | Sink | Retired | Negawatt Business Solutions Inc. | NWBS
NC1U | NC1U CXY SR#1 | Sink | Retired | Nexen Chemicals Canada Ltd. | CXY
NCL+ | NCL+ NCLP FM Buy | Sink | Retired | NovaGas Canada Limited Partner | NCLP
NCL- | NCL- NCLP FM Sell | Source | Retired | NovaGas Canada Limited Partner | NCLP
NE1A | NE1A SR #1 | Sink | Retired | Numac Energy Inc | NEI
NE1U | NE1U SR #2 | Sink | Retired | Numac Energy Inc | NEI
NEI+ | NEI+ NEI FM Buy | Sink | Retired | Numac Energy Inc | NEI
NEI- | NEI- NEI FM Sell | Source | Retired | Numac Energy Inc | NEI
NEP1 | NEP1 Ghost Pine | Source | Active | Ghost Pine Windfarm, LP | GPWF
NEPM | NEPM NEPM TC Load | Sink | Active | NextEra Energy Marketing, LLC | NEPM
NF1A | NF1A NFPL SR 1 | Sink | Retired | Northland Forest Products Ltd | NFPL
NG1A | NG1A NGTL SR#1 | Sink | Active | NOVA Gas Transmission Ltd. | NGTL
NG1E | NG1E NGTL SR#2 | Sink | Active | NOVA Gas Transmission Ltd. | NGTL
NG1U | NG1U NGTL SR#4 | Sink | Active | NOVA Gas Transmission Ltd. | NGTL
NG1X | NG1X NGTL SR#3 | Sink | Active | NOVA Gas Transmission Ltd. | NGTL
NGT+ | NGT+ NGTL FM Buy | Sink | Active | NOVA Gas Transmission Ltd. | NGTL
NGT- | NGT- NGTL FM Sell | Source | Active | NOVA Gas Transmission Ltd. | NGTL
NGTL | NGTL NGTL TC Load | Sink | Active | NOVA Gas Transmission Ltd. | NGTL
NNC1 | NNC1 NNC Wind Generator | Source | Active | Norman N. Chychota | NNC
NO1U | NO1U NCLP SR#1 | Sink | Retired | NovaGas Canada Limited Partner | NCLP
NOB1 | NOB1 Numac Otter Battery #1 | Source | Retired | Penn West Petroleum Ltd | PWPL
NOB2 | NOB2 Numac Otter Battery #2 | Source | Retired | Mercury Electric Corporation | MERC
NOB3 | NOB3 Numac Otter Battery #3 | Source | Retired | Mercury Electric Corporation | MERC
NP1A | NP1A NPC SR #1 | Sink | Active | Northstone Power Corp. | NPC
NPC | NPC TC Load | Sink | Retired | Northstone Power Corp. | NPC
NPC1 | NPC1 Denis St. Pierre | Source | Active | Northstone Power Corp. | NPC
NPC2 | NPC2 JL Landry | Source | Active | Northstone Power Corp. | NPC
NPP1 | NPP1 Constellation | Source | Active | Grande Prairie Generation Inc. | GPI
NR1A | NR1A SR | Sink | Retired | TAQA North Ltd. | NRL
NR1U | NR1U NREA SR#1 | Sink | Active | North Parkland Power REA Ltd | NREA
NL1U | NR1U NRL SR | Sink | Retired | TAQA North Ltd. | NRL
NR2U | NR2U NRE2 Retail | Sink | Active | North Parkland Power REA Ltd. | NRE2
NRG | NRG NRG TC Load | Sink | Active | NRGreen Power Limited Partnership | NRG
NRG3 | NRG3 NRGreen Cogen | Source | Active | NRGreen Power Limited Partnership | NRG
NW1A | NW1A NEWP SR #1 | Sink | Retired | Northern Engineered Wood Products Inc. | NEWP
NWI1 | NWI1 Numac Water Inj Stn #1 | Source | Retired | Penn West Petroleum Ltd | PWPL
NWI2 | NWI2 Numac Water Inj Stn #2 | Source | Retired | Mercury Electric Corporation | MERC
NX01 | NX01 Nexen Inc #1 | Source | Active | Nexen Energy ULC | NXI
NX01 | NX01 Nexen Inc #1 | Source | Active | ENMAX Balzac LP | ENBL
NX02 | NX02 Nexen Inc. #2 | Source | Active | Nexen Energy ULC | NXI
NX1A | NX1A NXI SR#2 | Sink | Active | Nexen Energy ULC | NXI
NX1C | NX1C NXI Ret #7 | Sink | Active | Nexen Energy ULC | NXI
NX1E | NX1E NXI SR | Sink | Active | Nexen Energy ULC | NXI
NX1F | NX1F NXI Ret #6 | Sink | Retired | Nexen Energy ULC | NXI
NX1L | NX1L NXI Retail | Sink | Active | Nexen Energy ULC | NXI
NX1P | NX1P NXI SR #4 | Sink | Active | Nexen Energy ULC | NXI
NX1R | NX1R NXI Retail | Sink | Active | Nexen Energy ULC | NXI
NX1U | NX1U NXI SR#1 | Sink | Active | Nexen Energy ULC | NXI
NX1W | NX1W NXI Ret #5 | Sink | Retired | Nexen Energy ULC | NXI
NX1X | NX1X NXI R#3 | Sink | Active | Nexen Energy ULC | NXI
NX2A | NX2A NX2 Ret #2 | Sink | Retired | Nexen Inc. | NX2
NX2E | NX2E NXI SR | Sink | Active | Nexen Energy ULC | NXI
NX2U | NX2U NX2 Ret #1 | Sink | Retired | Nexen Inc. | NX2
NX3A | NX3A NX3 SR #1 | Sink | Active | Nexen Energy ULC | NX3
NX3U | NX3U NX3 SR #3 | Sink | Active | Nexen Energy ULC | NX3
NX3X | NX3X NX3 SR #2 | Sink | Active | Nexen Energy ULC | NX3
NXBC | NXBC NXI BC Import | Source | Inactive | Nexen Energy ULC | NXI
NXI | NXI TC Load | Sink | Active | Nexen Energy ULC | NXI
NXI+ | NXI+ NXI FM Buy | Sink | Active | Nexen Energy ULC | NXI
NXI- | NXI- NXI FM Sell | Source | Active | Nexen Energy ULC | NXI
NXSK | NXSK NXI Sask Import | Source | Inactive | Nexen Energy ULC | NXI
NXXB | NXXB NXI BC Export | Sink | Inactive | Nexen Energy ULC | NXI
NXXS | NXXS NXI Sask Export | Sink | Inactive | Nexen Energy ULC | NXI
CXY | Nexen Chemicals IND LOAD | Sink | Active | Nexen Energy ULC | NXI
OG1A | OG1A OGY SR#1 | Sink | Retired | OGY Petroleums Ltd. | OGY
OG1U | OG1U OGY SR#2 | Sink | Retired | OGY Petroleums Ltd. | OGY
OGY+ | OGY+ OGY FM Buy | Sink | Retired | OGY Petroleums Ltd. | OGY
OGY- | OGY- OGY FM Sell | Source | Retired | OGY Petroleums Ltd. | OGY
OKH1 | OKH1 OKHB | Source | Active | OK Hutterian Brethren | OKHB
OKO1 | OKO1 NDP | Source | Inactive | NDP | NDP
OL1U | OL1U OLEI SR#1 | Sink | Retired | Provident Energy Ltd. | OLEI
OLE+ | OLE+ OLEI FM Buy | Sink | Retired | Provident Energy Ltd. | OLEI
OLE- | OLE- OLEI FM Sell | Source | Retired | Provident Energy Ltd. | OLEI
OMRH | OMRH CUPC Oldman River | Source | Active | ATCO Power Canada Ltd. | CUPC
ONI1 | ONI1 ONIC | Source | Active | 2292055 Ontario Ltd. | ONIC
OP1A | OP1A OPA Ret #1 | Sink | Active | Osum Production Corp. | OPC
OP1U | OP1U OPL SR | Sink | Retired | Outlook Pork Ltd | OPL
OPBC | OPBC OPGI BC Import | Source | Active | Ontario Power Generation Inc. | OPGI
OPMT | OPMT OPGI MT Import | Source | Active | Ontario Power Generation Inc. | OPGI
OPSK | OPSK OPGI SK Import | Source | Active | Ontario Power Generation Inc. | OPGI
OPXB | OPXB OPGI BC Export | Sink | Active | Ontario Power Generation Inc. | OPGI
OPXM | OPXM OPGI MT Export | Sink | Active | Ontario Power Generation Inc. | OPGI
OPXS | OPXS OPGI SK Export | Sink | Active | Ontario Power Generation Inc. | OPGI
OWF1 | OWF1 Oldman 2 Wind Farm 1 | Source | Active | Oldman 2 Wind Farm Limited | OWFL
OWF2 | OWF2 TC Load | Sink | Active | Oldman 2 Wind Farm Limited | OWF2
OWFL | OWFL TC LOAD | Sink | Active | Oldman 2 Wind Farm Limited | OWFL
EAI2 | Op Res Oblig Imp From BC | Source | Retired | ESBI Alberta Ltd. | EAL
GRB1 | Op Reserve Oblig Bid 1 | Sink | Retired | Grid Company of Alberta Ltd. | GRID
GRB2 | Op Reserve Oblig Bid 2 | Sink | Retired | Grid Company of Alberta Ltd. | GRID
GRO1 | Op Reserve Oblig Offer 1 | Source | Retired | Grid Company of Alberta Ltd. | GRID
P01U | P01U PCOG SR#1 | Sink | Active | Suncor Energy Oil Sands Limited Partnership | PCOG
PAP+ | PAP+ PAPL FM Buy | Sink | Active | Prairie Power Ltd. | PAPL
PB1A | PB1A PBUB Ret #1 | Sink | Active | Powerbill Utility Billing Solutions Inc. | PBUB
PB1E | PB1E PBUB Ret #2 | Sink | Active | Powerbill Utility Billing Solutions Inc. | PBUB
PB1U | PB1U PBUB Ret #3 | Sink | Active | Powerbill Utility Billing Solutions Inc. | PBUB
PB1X | PB1X PBUB Ret #4 | Sink | Active | Powerbill Utility Billing Solutions Inc. | PBUB
PC1A | PC1A PCES Atco LSA | Sink | Active | EnCana Corporation | PCES
PC1U | PC1U PCES Util LSA | Sink | Active | EnCana Corporation | PCES
PC1X | PC1X PCES Enmax LSA | Sink | Active | EnCana Corporation | PCES
PCE+ | PCE+ PCES FM Buy | Sink | Active | EnCana Corporation | PCES
PCE- | PCE- PCES FM Sell | Source | Active | EnCana Corporation | PCES
PCES | PCES TC Load | Sink | Active | EnCana Corporation | PCES
PCI+ | PCI+ PCI FM Buy | Sink | Active | Praxair Canada Inc. | PCI
PCI- | PCI- PCI FM Sell | Source | Active | Praxair Canada Inc. | PCI
PCIF | PCIF FTSASK INT SUPL | Sink | Active | Praxair Canada Inc. | PCI
PCIP | PCIP PRENT INT SUPL | Sink | Active | Praxair Canada Inc. | PCI
PCO+ | PCO+ PCOG FM Buy | Sink | Active | Suncor Energy Oil Sands Limited Partnership | PCOG
PCO- | PCO- PCOG FM Sell | Source | Active | Suncor Energy Oil Sands Limited Partnership | PCOG
PCOG | PCOG TC Load | Sink | Active | Suncor Energy Oil Sands Limited Partnership | PCOG
PE1A | PE1A PGCP SR #1 | Sink | Active | Pengrowth Energy Corporation | PGCP
PE1U | PE1U PGCP SR#2 | Sink | Active | Pengrowth Energy Corporation | PGCP
PEBC | PEBC BPEG BC Import | Source | Active | BP Canada Energy Group ULC | BPEG
PEC1 | PEC1 Lindbergh | Source | Active | Pengrowth Energy Corporation | PGCP
PEG+ | PEG+ BPEG FM Buy | Sink | Active | BP Canada Energy Group ULC | BPEG
PEG- | PEG- BPEG FM Sell | Source | Active | BP Canada Energy Group ULC | BPEG
PEL | PEL PEL TC LOAD | Sink | Active | Pembina NGL Corporation | PEL
PESK | PESK BPEG SK Import | Source | Active | BP Canada Energy Group ULC | BPEG
PEXB | PEXB BPEG BC Export | Sink | Active | BP Canada Energy Group ULC | BPEG
PEXS | PEXS BPEG SK Export | Sink | Active | BP Canada Energy Group ULC | BPEG
PG1A | PG1A PGC SR#1 | Sink | Retired | Pengrowth Corporation | PGC
PG1U | PG1U PGC SR#2 | Sink | Retired | Pengrowth Corporation | PGC
PGE0 | PGAE Export to BCH #1 | Sink | Retired | PG & E Energy Trading | PGET
PGE9 | PGAE Export to BCH #10 | Sink | Retired | PG & E Energy Trading | PGET
PGE8 | PGAE Export to BCH #9 | Sink | Retired | PG & E Energy Trading | PGET
PGEJ | PGAE Export to SPC #10 | Sink | Retired | PG & E Energy Trading | PGET
PGEH | PGAE Export to SPC #8 | Sink | Retired | PG & E Energy Trading | PGET
PGEI | PGAE Export to SPC #9 | Sink | Retired | PG & E Energy Trading | PGET
PGI0 | PGAE Import from BCH #1 | Source | Retired | PG & E Energy Trading | PGET
PGI9 | PGAE Import from BCH #10 | Source | Retired | PG & E Energy Trading | PGET
PGI1 | PGAE Import from BCH #2 | Source | Retired | PG & E Energy Trading | PGET
PGI2 | PGAE Import from BCH #3 | Source | Retired | PG & E Energy Trading | PGET
PGI3 | PGAE Import from BCH #4 | Source | Retired | PG & E Energy Trading | PGET
PGI4 | PGAE Import from BCH #5 | Source | Retired | PG & E Energy Trading | PGET
PGI5 | PGAE Import from BCH #6 | Source | Retired | PG & E Energy Trading | PGET
PGI6 | PGAE Import from BCH #7 | Source | Retired | PG & E Energy Trading | PGET
PGI7 | PGAE Import from BCH #8 | Source | Retired | PG & E Energy Trading | PGET
PGI8 | PGAE Import from BCH #9 | Source | Retired | PG & E Energy Trading | PGET
PGIA | PGAE Import from SPC #1 | Source | Retired | PG & E Energy Trading | PGET
PGIJ | PGAE Import from SPC #10 | Source | Retired | PG & E Energy Trading | PGET
PGIB | PGAE Import from SPC #2 | Source | Retired | PG & E Energy Trading | PGET
PGIC | PGAE Import from SPC #3 | Source | Retired | PG & E Energy Trading | PGET
PGID | PGAE Import from SPC #4 | Source | Retired | PG & E Energy Trading | PGET
PGIE | PGAE Import from SPC #5 | Source | Retired | PG & E Energy Trading | PGET
PGIF | PGAE Import from SPC #6 | Source | Retired | PG & E Energy Trading | PGET
PGIG | PGAE Import from SPC #7 | Source | Retired | PG & E Energy Trading | PGET
PGIH | PGAE Import from SPC #8 | Source | Retired | PG & E Energy Trading | PGET
PGII | PGAE Import from SPC #9 | Source | Retired | PG & E Energy Trading | PGET
PGBC | PGBC BC Import Unit | Source | Retired | PG & E Energy Trading | PGET
PGC+ | PGC+ PGC FM Buy | Sink | Retired | Pengrowth Corporation | PGC
PGC- | PGC- PGC FM Sell | Source | Retired | Pengrowth Corporation | PGC
PGE+ | PGE+ PGET FM Buy | Sink | Retired | PG & E Energy Trading | PGET
PGE- | PGE- PGET FM Sell | Source | Retired | PG & E Energy Trading | PGET
PGE1 | PGE1 PGAE BCH Export 1 | Sink | Retired | PG & E Energy Trading | PGET
PGE2 | PGE2 PGAE BCH Export 2 | Sink | Retired | PG & E Energy Trading | PGET
PGE3 | PGE3 PGAE BCH Export 3 | Sink | Retired | PG & E Energy Trading | PGET
PGE4 | PGE4 PGAE BCH Export 4 | Sink | Retired | PG & E Energy Trading | PGET
PGE5 | PGE5 PGAE BCH Export 5 | Sink | Retired | PG & E Energy Trading | PGET
PGE6 | PGE6 PGAE BCH Export 6 | Sink | Retired | PG & E Energy Trading | PGET
PGE7 | PGE7 PGAE BCH Export 7 | Sink | Retired | PG & E Energy Trading | PGET
PGEA | PGEA PGAE SPC Export 1 | Sink | Retired | PG & E Energy Trading | PGET
PGEB | PGEB PGAE SPC Export 2 | Sink | Retired | PG & E Energy Trading | PGET
PGEC | PGEC PGAE SPC Export 3 | Sink | Retired | PG & E Energy Trading | PGET
PGED | PGED PGAE SPC Export 4 | Sink | Retired | PG & E Energy Trading | PGET
PGEE | PGEE PGAE SPC Export 5 | Sink | Retired | PG & E Energy Trading | PGET
PGEF | PGEF PGAE SPC Export 6 | Sink | Retired | PG & E Energy Trading | PGET
PGEG | PGEG PGAE SPC Export 7 | Sink | Retired | PG & E Energy Trading | PGET
PGSK | PGSK Sask Import Unit | Source | Retired | PG & E Energy Trading | PGET
PH1 | PH1 Poplar Hill #1 | Source | Active | ATCO Power Canada Ltd. | CUPC
PKNE | PKNE Cowley Ridge Phase 2 | Source | Retired | Cowley Ridge Wind Power Inc. | CWPI
PLH1 | PLH1 NDP | Source | Inactive | NDP | NDP
PM1A | PM1A PMC SR #2 | Sink | Retired | Plains Marketing Canada, L.P. | PMC
PM1U | PM1U PMC SR#1 | Sink | Retired | Plains Marketing Canada, L.P. | PMC
PO1A | PO1A PC0G SR | Sink | Active | Suncor Energy Oil Sands Limited Partnership | PCOG
POW+ | POW+ POWM FM Buy | Sink | Retired | PowerMark Inc | POWM
POW- | POW- POWM FM Sell | Source | Retired | PowerMark Inc | POWM
PP1A | PP1A PPC SR#1 | Sink | Active | Pembina Pipeline Corporation | PPC
PP1E | PP1E PPC SR #3 | Sink | Active | Pembina Pipeline Corporation | PPC
PP1U | PP1U PPC SR#2 | Sink | Active | Pembina Pipeline Corporation | PPC
PPBC | PPBC Power Pool BC Import | Source | Active | AESO - Market | PPOA
PPC | PPC TC Load | Sink | Active | Pembina Pipeline Corporation | PPC
PPC+ | PPC+ PPC FM Buy | Sink | Active | Pembina Pipeline Corporation | PPC
PPC- | PPC- PPC FM Sell | Source | Active | Pembina Pipeline Corporation | PPC
PPSK | PPSK Power Pool Sask Import | Source | Active | AESO - Market | PPOA
PR1 | PR1 Primrose #1 | Source | Active | Canadian Natural Resources Ltd. | CNRL
PR1 | PR1 Primrose #1 | Source | Active | ATCO Power (JV with CNRL) | ACRL
PR1A | PR1A PRW SR#1 | Sink | Retired | PrimeWest Energy Inc | PRW
PR1U | PR1U PRW SR#2 | Sink | Retired | PrimeWest Energy Inc | PRW
PRW+ | PRW+ PRW FM Buy | Sink | Retired | PrimeWest Energy Inc | PRW
PRW- | PRW- PRW FM Sell | Source | Retired | PrimeWest Energy Inc | PRW
PSBC | PSBC PSCC Import BC | Source | Retired | Public Service Co. of Colorado | PSCC
PSSK | PSSK PSCC Import Sask | Source | Retired | Public Service Co. of Colorado | PSCC
PSXB | PSXB PSCC Export BC | Sink | Retired | Public Service Co. of Colorado | PSCC
PSXS | PSXS PSCC Export Sask | Sink | Retired | Public Service Co. of Colorado | PSCC
PT1U | PT1U MFCP SR #1 | Sink | Active | MFC Power Limited Partnership | MFCP
PU1U | PU1U PUC Ret. 1 | Sink | Active | Peigan Indian Rural Electrification Association Ltd. | PUC
PW01 | PW01 Minnehik-Buck Lake | Source | Active | Keyera Partnership | KEY
PW02 | PW02 Otter Lake Generation | Source | Retired | Penn West Petroleum Ltd | PWPL
PW1A | PW1A PWPL SR #1 | Sink | Retired | Penn West Petroleum Ltd | PWPL
PW1U | PW1U PWP SR#2 | Sink | Retired | Penn West Petroleum Ltd | PWPL
PW20 | PW20 PWX Export to BCH | Sink | Active | Powerex Corp. | PWX
PW21 | PW21 PWX Export to BCH | Sink | Retired | B.C. Power Exchange | PWX
PW22 | PW22 PWX Export to BCH | Sink | Retired | B.C. Power Exchange | PWX
PW23 | PW23 PWX Export to BCH | Sink | Retired | B.C. Power Exchange | PWX
PW24 | PW24 PWX Export to BCH | Sink | Retired | B.C. Power Exchange | PWX
PW25 | PW25 PWX Export to BCH | Sink | Retired | B.C. Power Exchange | PWX
PW26 | PW26 PWX Export to BCH | Sink | Retired | B.C. Power Exchange | PWX
PW41 | PW41 PWX SPC Export | Sink | Active | Powerex Corp. | PWX
PWBC | PWBC BC Import Unit | Source | Active | Powerex Corp. | PWX
PWMT | PWMT PWX MT Import | Source | Active | Powerex Corp. | PWX
PWP+ | PWP+ PWPL FM Buy | Sink | Retired | Penn West Petroleum Ltd | PWPL
PWP- | PWP- PWPL FM Sell | Source | Retired | Penn West Petroleum Ltd | PWPL
PWP1 | PWP1 PWPL Gen #1 | Source | Retired | Penn West Petroleum Ltd | PWPL
PWP2 | PWP2 PWPL Gen #2 | Source | Retired | Penn West Petroleum Ltd | PWPL
PWRE | PWRE PWX BC Import | Source | Active | Powerex Corp. | PWX
PWRR | PWRR PWX Regulating Reserve | Source | Active | Powerex Corp. | PWX
PWSK | PWSK Sask Import Unit | Source | Active | Powerex Corp. | PWX
PWSR | PWSR PWX Spinning Reserve | Source | Active | Powerex Corp. | PWX
PW30 | PWX Export Unit 30 | Sink | Retired | B.C. Power Exchange | PWX
PW31 | PWX Export Unit 31 | Sink | Retired | B.C. Power Exchange | PWX
PW32 | PWX Export Unit 32 | Sink | Retired | B.C. Power Exchange | PWX
PW33 | PWX Export Unit 33 | Sink | Retired | B.C. Power Exchange | PWX
PW34 | PWX Export Unit 34 | Sink | Retired | B.C. Power Exchange | PWX
PW35 | PWX Export Unit 35 | Sink | Retired | B.C. Power Exchange | PWX
PW36 | PWX Export Unit 36 | Sink | Retired | B.C. Power Exchange | PWX
PW37 | PWX Export Unit 37 | Sink | Retired | B.C. Power Exchange | PWX
PW38 | PWX Export Unit 38 | Sink | Retired | B.C. Power Exchange | PWX
PW39 | PWX Export Unit 39 | Sink | Retired | B.C. Power Exchange | PWX
PW27 | PWX Export to BCH | Sink | Retired | B.C. Power Exchange | PWX
PW28 | PWX Export to BCH | Sink | Retired | B.C. Power Exchange | PWX
PW29 | PWX Export to BCH | Sink | Retired | B.C. Power Exchange | PWX
PW10 | PWX Import Unit 10 | Source | Retired | B.C. Power Exchange | PWX
PW11 | PWX Import Unit 11 | Source | Retired | B.C. Power Exchange | PWX
PW12 | PWX Import Unit 12 | Source | Retired | B.C. Power Exchange | PWX
PW13 | PWX Import Unit 13 | Source | Retired | B.C. Power Exchange | PWX
PW14 | PWX Import Unit 14 | Source | Retired | B.C. Power Exchange | PWX
PW15 | PWX Import Unit 15 | Source | Retired | B.C. Power Exchange | PWX
PW16 | PWX Import Unit 16 | Source | Retired | B.C. Power Exchange | PWX
PW17 | PWX Import Unit 17 | Source | Retired | B.C. Power Exchange | PWX
PW18 | PWX Import Unit 18 | Source | Retired | B.C. Power Exchange | PWX
PW19 | PWX Import Unit 19 | Source | Retired | B.C. Power Exchange | PWX
PW0 | PWX Import from BCH | Source | Retired | B.C. Power Exchange | PWX
PW1 | PWX Import from BCH | Source | Retired | B.C. Power Exchange | PWX
PW2 | PWX Import from BCH | Source | Retired | B.C. Power Exchange | PWX
PW3 | PWX Import from BCH | Source | Retired | B.C. Power Exchange | PWX
PW4 | PWX Import from BCH | Source | Retired | B.C. Power Exchange | PWX
PW5 | PWX Import from BCH | Source | Retired | B.C. Power Exchange | PWX
PW6 | PWX Import from BCH | Source | Retired | B.C. Power Exchange | PWX
PW7 | PWX Import from BCH | Source | Retired | B.C. Power Exchange | PWX
PW8 | PWX Import from BCH | Source | Retired | B.C. Power Exchange | PWX
PW9 | PWX Import from BCH | Source | Retired | B.C. Power Exchange | PWX
PW40 | PWX Import from SPC | Source | Retired | B.C. Power Exchange | PWX
PWX+ | PWX+ PWX FM Buy | Sink | Active | Powerex Corp. | PWX
PWX- | PWX- PWX FM Sell | Source | Active | Powerex Corp. | PWX
PWXM | PWXM PWX MT Export | Sink | Active | Powerex Corp. | PWX
PX1U | PX1U PCI SR#1 | Sink | Active | Praxair Canada Inc. | PCI
PCX1 | PacifiCorp Export to BCH | Sink | Retired | PacifiCorp | PCFC
PCI1 | PacifiCorp Import from BC | Source | Retired | PacifiCorp | PCFC
PRD1 | Peace River Diesel IPP | Source | Retired | TransCanada Energy Ltd. | TCN
PPI1 | Pool Emerg Import on BCH | Source | Retired | Power Pool of Alberta | PPOA
PPI2 | Pool Emerg Import on BCH | Source | Retired | Power Pool of Alberta | PPOA
PPI3 | Pool Emerg Import on BCH | Source | Retired | Power Pool of Alberta | PPOA
PPI4 | Pool Emerg Import on CMH | Source | Retired | Power Pool of Alberta | PPOA
PPIA | Pool Emerg Import on SPC | Source | Retired | Power Pool of Alberta | PPOA
PPIB | Pool Emerg Import on SPC | Source | Retired | Power Pool of Alberta | PPOA
PPIC | Pool Emerg Import on SPC | Source | Retired | Power Pool of Alberta | PPOA
RA1A | RA1A RAEL SR#1 | Sink | Retired | Rio Alto Exploration Ltd | RAEL
RA1E | RA1E RAEL SR#2 | Sink | Retired | Rio Alto Exploration Ltd | RAEL
RA1U | RA1U RAEL SR#3 | Sink | Retired | Rio Alto Exploration Ltd | RAEL
RA1X | RA1X RAC SR | Sink | Retired | Ryan A. Michaluk | RAC
RB1 | RB1 Rainbow #1 | Source | Retired | ATCO Power Canada Ltd. | CUPC
RB2 | RB2 Rainbow #2 | Source | Retired | ATCO Power Canada Ltd. | CUPC
RB3 | RB3 Rainbow #3 | Source | Retired | ATCO Power Canada Ltd. | CUPC
RB5 | RB5 Rainbow #5 | Source | Active | ATCO Power Canada Ltd. | ATRB
RDE1 | RDE1 ENFX Red Earth | Source | Retired | Harvest Operations Corp. | CYTE
RDR | RDR Firm Load | Sink | Retired | City of Red Deer | RDR
RDR+ | RDR+ RDR FM Buy | Sink | Active | City of Red Deer | RDR
RDR- | RDR- RDR FM Sell | Source | Active | City of Red Deer | RDR
RE10 | RE10 Site 06-26-011-11W4 | Source | Retired | Husky Oil Operations Ltd | RENA
RE11 | RE11 Site 06-26-011-011W4 | Source | Retired | Husky Oil Operations Ltd | RENA
RE12 | RE12 Renaissance #12 | Source | Retired | Husky Oil Operations Ltd | RENA
RE13 | RE13 Renaissance #13 | Source | Retired | Husky Oil Operations Ltd | RENA
RE14 | RE14 Renaissance #14 | Source | Retired | Husky Oil Operations Ltd | RENA
RE15 | RE15 Renaissance #15 | Source | Retired | Husky Oil Operations Ltd | RENA
RE16 | RE16 Renaissance #16 | Source | Retired | Husky Oil Operations Ltd | RENA
RE17 | RE17 Renaissance #17 | Source | Retired | Husky Oil Operations Ltd | RENA
RE18 | RE18 Site 12-20-09-16 W4 | Source | Retired | Husky Oil Operations Ltd | RENA
RE19 | RE19 Site 03-24-20-07 W4 | Source | Retired | Husky Oil Operations Ltd | RENA
RE1A | RE1A RENA SR#2 | Sink | Active | Husky Oil Operations Ltd | RENA
RE1E | RE1E RENA SR#3 | Sink | Active | Husky Oil Operations Ltd | RENA
RE1L | RE1L RENA SR#4 | Sink | Active | Husky Oil Operations Ltd | RENA
RE1R | RE1R RENA SR#5 | Sink | Active | Husky Oil Operations Ltd | RENA
RE1U | RE1U RENA SR#1 | Sink | Active | Husky Oil Operations Ltd | RENA
RE1X | RE1X RENA Ret #1 | Sink | Active | Husky Oil Operations Ltd | RENA
RE20 | RE20 Site 03-24-20-07 W4 #2 | Source | Retired | Husky Oil Operations Ltd | RENA
RE21 | RE21 Site 02-18-63-05 W4 | Source | Retired | Husky Oil Operations Ltd | RENA
RE22 | RE22 Site 02-18-63-05 W4 #2 | Source | Retired | Husky Oil Operations Ltd | RENA
RE23 | RE23 Site 16-08-64-01 W5 | Source | Retired | Husky Oil Operations Ltd | RENA
RE24 | RE24 Site 05-14-10-17 W4 | Source | Retired | Husky Oil Operations Ltd | RENA
RE25 | RE25 Site 05-14-10-17 W4 #2 | Source | Retired | Husky Oil Operations Ltd | RENA
RE27 | RE27 Site 06-26-011-11W4 | Source | Retired | Husky Oil Operations Ltd | RENA
RE28 | RE28 Redwater | Source | Retired | Husky Oil Operations Ltd | RENA
RE29 | RE29 02-10-064-23W4M | Source | Retired | Husky Oil Operations Ltd | RENA
RE32 | RE32 02-10-064-23W4M | Source | Retired | Husky Oil Operations Ltd | RENA
RE33 | RE33 06-26-011-11W4 | Source | Retired | Husky Oil Operations Ltd | RENA
REBC | REBC REMC BC Import | Source | Active | Rainbow Energy Marketing Corporation | REMC
REMT | REMT REMC MT Import | Source | Active | Rainbow Energy Marketing Corporation | REMC
REN+ | REN+ RENA FM Buy | Sink | Active | Husky Oil Operations Ltd | RENA
REN- | REN- RENA FM Sell | Source | Active | Husky Oil Operations Ltd | RENA
REN1 | REN1 Renaissance #1 | Source | Retired | Renaissance Energy Ltd. | RENA
REN2 | REN2 Renaissance #2 | Source | Retired | Husky Oil Operations Ltd | RENA
REN3 | REN3 Site 02-30-11-13W4 | Source | Retired | Renaissance Energy Ltd. | RENA
REN4 | REN4 Site 01-19-11-13W4 | Source | Retired | Husky Oil Operations Ltd | RENA
REN5 | REN5 Site 12-19-06-16W4 | Source | Retired | Husky Oil Operations Ltd | RENA
REN6 | REN6 Site 10-10-08-18W4 | Source | Retired | Husky Oil Operations Ltd | RENA
REN7 | REN7 Site 05-14-10-17W4 | Source | Retired | Husky Oil Operations Ltd | RENA
REN8 | REN8 Site 06-24-10-17W4 | Source | Retired | Husky Oil Operations Ltd | RENA
REN9 | REN9 16w4 | Source | Retired | Husky Oil Operations Ltd | RENA
RENA | RENA TC Load | Sink | Active | Husky Oil Operations Ltd | RENA
RESK | RESK REMC Sask Import | Source | Active | Rainbow Energy Marketing Corporation | REMC
REV1 | REV1 Revive | Source | Active | Revive Energy Corp. | REVC
REXB | REXB REMC BC Export | Sink | Active | Rainbow Energy Marketing Corporation | REMC
REXM | REXM REMC MT export | Sink | Active | Rainbow Energy Marketing Corporation | REMC
REXS | REXS Sask Export | Sink | Active | Rainbow Energy Marketing Corporation | REMC
RG10 | RG10 Rossdale #10 | Source | Retired | EPCOR Power Development Corp | EPDC
RG8 | RG8 Rossdale #8 | Source | Retired | EPCOR Power Development Corp | EPDC
RG9 | RG9 Rossdale #9 | Source | Retired | EPCOR Power Development Corp | EPDC
RL1 | RL1 Rainbow Lake #1 | Source | Active | ATCO Power Canada Ltd. | ATRB
RNGB | RNGB LSSi | Sink | Active | West Fraser Mills Ltd. | WFML
RPC1 | RPC1 RPC | Source | Active | Reidco Power Corp. | RPC
RR1U | RR1U RREA SR#1 | Sink | Active | Rocky REA Ltd | RREA
RR2U | RR2U RRE2 Ret.#2 | Sink | Active | Rocky REA Ltd. | RRE2
RSA | RSA Resource Scheduling Adj. | Source | Retired | AESO - Market | PPOA
RSD1 | RSD1 Rossdale Edmonton | Source | Active | T ProCura Mayfair North Limited Partnership | MYFR
RV1A | RV1A REVY SR 1 | Sink | Retired | RONA REVY Inc | REVY
RV1E | RV1E REVY SR 3 | Sink | Retired | RONA REVY Inc | REVY
RV1L | RV1L REVY SR 5 | Sink | Retired | RONA REVY Inc | REVY
RV1R | RV1R REVY SR 6 | Sink | Retired | RONA REVY Inc | REVY
RV1U | RV1U REVY SR 2 | Sink | Retired | RONA REVY Inc | REVY
RV1X | RV1X REVY SR 4 | Sink | Retired | RONA REVY Inc | REVY
RYMD | RYMD Raymond Reservoir | Source | Active | Irrigation Canal Power Co-op Ltd. | ICPL
RNZ1 | Riverdale #1 | Source | Retired | Howell-Mayhew Engineering Inc | HME
RNZ2 | Riverdale #2 | Source | Retired | Howell-Mayhew Engineering Inc | HME
SA1A | SA1A SEARS SR | Sink | Retired | Sears Canada Inc | SEAR
SA1E | SA1E SEAR SR | Sink | Retired | Sears Canada Inc | SEAR
SA1L | SA1L SEAR SR | Sink | Retired | Sears Canada Inc | SEAR
SA1R | SA1R SEAR SR | Sink | Retired | Sears Canada Inc | SEAR
SA1X | SA1X SEAR SR | Sink | Retired | Sears Canada Inc | SEAR
SAD1 | SAD1 SAIT Load #1 | Sink | Retired | SAIT | SAIT
SAD2 | SAD2 SAIT Load #2 | Sink | Retired | SAIT | SAIT
SAD3 | SAD3 SAIT Load #3 | Sink | Retired | SAIT | SAIT
SAD4 | SAD4 SAIT Load #4 | Sink | Retired | SAIT | SAIT
SAIT | SAIT Load | Sink | Retired | SAIT | SAIT
SC1A | SC1A SCL SR#1 | Sink | Retired | Syncrude Canada Ltd. | SCL
SC1C | SC1C SEMI Ret #7 | Sink | Active | Suncor Energy Marketing Inc | SEMI
SC1E | SC1E SEMI Ret #3 | Sink | Active | Suncor Energy Marketing Inc | SEMI
SC1F | SC1F SEMI Ret #9 | Sink | Retired | Suncor Energy Marketing Inc | SEMI
SC1L | SC1L SEMI Ret #4 | Sink | Active | Suncor Energy Marketing Inc | SEMI
SC1P | SC1P SEMI Ret #5 | Sink | Active | Suncor Energy Marketing Inc | SEMI
SC1R | SC1R SEMI Ret #10 | Sink | Active | Suncor Energy Marketing Inc | SEMI
SC1U | SC1U SCEM SR#2 | Sink | Active | Suncor Energy Marketing Inc | SEMI
SC1W | SC1W SEMI Ret #8 | Sink | Retired | Suncor Energy Marketing Inc | SEMI
SC1X | SC1X SEMI Ret#6 | Sink | Active | Suncor Energy Marketing Inc | SEMI
SCE | SCE SCE TC Load | Sink | Retired | Shell Canada Energy by its Managing Partner, Shell Canada Limited | SCE
SCE+ | SCE+SCE FM Buy | Sink | Retired | Mirant Amer.Energy Mrkting LP | SCEM
SCE- | SCE- SCE FM Sell | Source | Retired | Mirant Amer.Energy Mrkting LP | SCEM
SCL | SCL SCL Trans. SR | Sink | Active | Syncrude Canada Ltd. | SCL
SCL+ | SCL+ SCL FM Buy | Sink | Retired | Syncrude Canada Ltd. | SCL
SCL- | SCL- SCL FM Sell | Source | Retired | Syncrude Canada Ltd. | SCL
SCL1 | SCL1 Syncrude #1 | Source | Active | Syncrude Canada Ltd. | SCL
SCR+ | SCR+ SCR FM Buy | Sink | Active | Suncor Energy Inc. | SCR
SCR- | SCR- SCR FM Sell | Source | Active | Suncor Energy Inc. | SCR
SCR1 | SCR1 Base Plant | Source | Active | Suncor Energy Inc. | SCR
SCR2 | SCR2 McGrath | Source | Active | Suncor Energy Inc. | SEPI
SCR3 | SCR3 Suncor Chin Chute | Source | Active | Suncor Energy Inc. | SEPI
SCR4 | SCR4 Wintering Hills | Source | Active | Oldman 2 Wind Farm Limited | OWF2
SCR5 | SCR5 Poplar Creek | Source | Active | Suncor Energy Inc. | SCR
SCR6 | SCR6 Firebag | Source | Active | Suncor Energy Inc. | SCR
SCTG | SCTG Scotford Generation | Source | Active | Shell Canada Limited | SHEL
SD1 | SD1 Sundance #1 | Source | Retired | TransAlta Generation Partnership | TAU
SD2 | SD2 Sundance #2 | Source | Retired | TransAlta Generation Partnership | TASD
SD3 | SD3 Sundance #3 | Source | Active | TransAlta Generation Partnership | TASD
SD4 | SD4 Sundance #4 | Source | Active | TransAlta Generation Partnership | TASD
SD5 | SD5 Sundance #5 | Source | Active | TransAlta Generation Partnership | TASD
SD6 | SD6 Sundance #6 | Source | Active | TransAlta Generation Partnership | TASD
SDH1 | SDH1 Saddle Hills | Source | Active | Tourmaline Oil Corp. | TMOC
SE03 | SE03 Storm 3 | Source | Active | Harvest Operations Corp. | CYTE
SE04 | SE04 Storm 4 | Source | Active | Harvest Operations Corp. | CYTE
SE1A | SE1A SEL SR3 | Sink | Retired | Simmax Energy Ltd | SEL
SE1E | SE1E SEL SR4 | Sink | Retired | Simmax Energy Ltd | SEL
SE1L | SE1L SEME Ret #4 | Sink | Retired | Superior Energy Management Electricity LP | SEME
SE1U | SE1U SEL SR2 | Sink | Retired | Simmax Energy Ltd | SEL
SE1X | SE1X SEL SR1 | Sink | Retired | Simmax Energy Ltd | SEL
SE2A | SE2A SEME Ret #1 | Sink | Retired | Superior Energy Management Electricity LP | SEME
SE2E | SE2E SEME Ret #2 | Sink | Retired | Superior Energy Management Electricity LP | SEME
SE2U | SE2U SEME Ret #6 | Sink | Retired | Superior Energy Management Electricity LP | SEME
SE2X | SE2X SEME Ret #5 | Sink | Retired | Superior Energy Management Electricity LP | SEME
SE3E | SE3E SEME Ret #3 | Sink | Retired | Superior Energy Management Electricity LP | SEME
SEA+ | SEA+ SEAR FM Buy | Sink | Retired | Sears Canada Inc | SEAR
SEA- | SEA- SEAR FM Sell | Source | Retired | Sears Canada Inc | SEAR
SEBC | SEBC STC Import from BC | Source | Retired | Sempra Energy Trading LLC | STC
2018-09-02 | SEP2 TC Load | Sink | Retired | Suncor Energy Products Inc. | 2018-09-02
SEPI | SEPI TC Load | Sink | Active | Suncor Energy Inc. | SEPI
SEPP | SEPP TC Load | Sink | Active | Suncor Energy Products Partnership | SEPP
SESK | SESK STC Import from Sask | Source | Retired | Sempra Energy Trading LLC | STC
SEXB | SEXB STC Export to BC | Sink | Retired | Sempra Energy Trading LLC | STC
SEXS | SEXS STC Export to Sask | Sink | Retired | Sempra Energy Trading LLC | STC
SF1U | SF1U SFPL SR#1 | Sink | Retired | Sundre Forest Products Inc. | SFPL
SFP+ | SFP+ SFP FM Buy | Sink | Retired | Sundre Forest Products Inc. | SFPL
SFP- | SFP- SFP FM Sell | Source | Retired | Sundre Forest Products Inc. | SFPL
SFS | SFS Sinnott Farm Services | Source | Active | TransAlta Generation Partnership | TAUS
SG1U | SG1U SGPC SR | Sink | Retired | Harmattan Gas Processing Limited Partnership, by it's General Partner Taylor Processing Inc. | SGPC
SH1 | SH1 Sheerness #1 | Source | Active | Balancing Pool | BALP
SH1A | SH1A SHEL SR #2 | Sink | Active | Shell Canada Limited | SHEL
SH1E | SH1E SR | Sink | Active | Shell Canada Limited | SHEL
SH1F | SH1F SHEL | Sink | Retired | Shell Canada Limited | SHEL
SH1L | SH1L SHEL SR | Sink | Active | Shell Canada Limited | SHEL
SH1P | SH1P SHEL SR | Sink | Active | Shell Canada Limited | SHEL
SH1R | SH1R SHEL SR | Sink | Active | Shell Canada Limited | SHEL
SH1U | SH1U SHEL SR#1 | Sink | Active | Shell Canada Limited | SHEL
SH1W | SH1W SHEL | Sink | Retired | Shell Canada Limited | SHEL
SH1X | SH1X SHEL SR | Sink | Active | Shell Canada Limited | SHEL
SH2 | SH2 Sheerness #2 | Source | Active | Balancing Pool | BALP
SHBC | SHBC CECI BC Import | Source | Active | Shell Energy North America (Canada) Inc. | CECI
SHCG | SHCG SHEL Caroline #1 | Source | Active | Shell Canada Limited | SHE1
SHE+ | SHE+ SHEL FM Buy | Sink | Active | Shell Canada Limited | SHEL
SHE- | SHE- SHEL FM Sell | Source | Active | Shell Canada Limited | SHEL
SHE1 | SHE1 SHE1 TC Load | Sink | Active | Shell Canada Limited | SHE1
SHEL | SHEL Scotford Load | Sink | Active | Shell Canada Limited | SHEL
SHES | SHES SHE2 TC Load | Sink | Active | Shell Canada Limited | SHE2
SHMT | SHMT CECI MT Import | Source | Active | Shell Energy North America (Canada) Inc. | CECI
SHSK | SHSK CECI Sask Import | Source | Active | Shell Energy North America (Canada) Inc. | CECI
SHXB | SHXB CECI BC Export | Sink | Active | Shell Energy North America (Canada) Inc. | CECI
SHXM | SHXM CECI MT Export | Sink | Active | Shell Energy North America (Canada) Inc. | CECI
SHXS | SHXS CECI Sask Export | Sink | Active | Shell Energy North America (Canada) Inc. | CECI
SI1U | SI1U SR1 | Sink | Retired | Sherritt International Corp | SIC
SIC+ | SIC+ SIC FM Buy | Sink | Retired | Sherritt International Corp | SIC
SIC- | SIC-SIC FM Sell | Source | Retired | Sherritt International Corp | SIC
SIN1 | SIN1 CHD Sinnott #1 | Source | Active | TransAlta Corporation | VQW
SIN2 | SIN2 CHD Sinnott #2 | Source | Active | TransAlta Corporation | VQW
SIN3 | SIN3 CHD Sinnott #3 | Source | Active | TransAlta Corporation | VQW
SIN4 | SIN4 CHD Sinnott #4 | Source | Active | TransAlta Corporation | VQW
SIN5 | SIN5 CHD Sinnott #5 | Source | Active | TransAlta Corporation | VQW
SKLL | SK Line Loss | Sink | Active | AESO - Transmission | TAOA
SLG1 | SLG1 NDP | Source | Inactive | NDP | NDP
SLP1 | SLP1 Slave Lake | Source | Active | West Fraser Mills Ltd. | WFML
SM1A | SM1A SMID SR#1 | Sink | Active | Spectra Energy Midstream, by its Managing Partner, Spectra Energy Midstream Corporation | SMID
SMD+ | SMD+ SMED FM Buy | Sink | Retired | SMED International Inc. | SMED
SMD- | SMD- SMED FM Sell | Source | Retired | SMED International Inc. | SMED
SME+ | SME+ SME FM Buy | Sink | Retired | Storm Energy Inc. | SME
SME- | SME- SME FM Sell | Source | Retired | Storm Energy Inc. | SME
SME1 | SME1 Storm SE01 | Source | Retired | Efficient Energy Resources Ltd | EERL
SMG1 | SMG1 SMG | Source | Retired | SMG Management Inc. | SMG
SMR1 | SMR1 Shinningbank M.R.B. #1 | Source | Retired | Efficient Energy Resources Ltd | EERL
SN1U | SN1U SEE SR#1 | Sink | Retired | Spectra Energy Empress L.P. by its Managing Partner, Spectra Energy Empress Management Inc. | SEE
SO1U | SO1U SION SR | Sink | Retired | Sion REA Ltd | SION
SP1U | SP1U SPL SR#1 | Sink | Retired | Solex Petroleum Ltd. | SPL
SPBC | SPBC BC Import Unit | Source | Active | NorthPoint Energy Solutions Inc. | NESI
SPX4 | SPC Export to SPC | Sink | Retired | SaskPower Corporation | SPC
SPX5 | SPC Export to SPC | Sink | Retired | SaskPower Corporation | SPC
SPX6 | SPC Export to SPC | Sink | Retired | SaskPower Corporation | SPC
SPI7 | SPC Import from BC #7 | Source | Retired | SaskPower Corporation | SPC
SPI8 | SPC Import from BC #8 | Source | Retired | SaskPower Corporation | SPC
SPI9 | SPC Import from BC #9 | Source | Retired | SaskPower Corporation | SPC
SPI1 | SPC Import from SPC | Source | Retired | SaskPower Corporation | SPC
SPI2 | SPC Import from SPC | Source | Retired | SaskPower Corporation | SPC
SPI3 | SPC Import from SPC | Source | Retired | SaskPower Corporation | SPC
SPI4 | SPC Import from SPC | Source | Retired | SaskPower Corporation | SPC
SPI5 | SPC Import from SPC | Source | Retired | SaskPower Corporation | SPC
SPI6 | SPC Import from SPC | Source | Retired | SaskPower Corporation | SPC
SPIA | SPC Import from SPC | Source | Retired | SaskPower Corporation | SPC
SPIB | SPC Import from SPC | Source | Retired | SaskPower Corporation | SPC
SPIC | SPC Import from SPC | Source | Retired | SaskPower Corporation | SPC
SPID | SPC Import from SPC | Source | Retired | SaskPower Corporation | SPC
SPC+ | SPC+ SPC FM Buy | Sink | Retired | SaskPower Corporation | SPC
SPC- | SPC- SPC FM Sell | Source | Retired | SaskPower Corporation | SPC
SPMT | SPMT MT Import | Source | Active | NorthPoint Energy Solutions Inc. | NESI
SPP | SPP Small Power Producers | Source | Active | TransAlta Generation Partnership | TAU
SPSK | SPSK Sask Import Unit | Source | Active | NorthPoint Energy Solutions Inc. | NESI
SPX1 | SPX1 SPC Export to SPC | Sink | Retired | SaskPower Corporation | SPC
SPX2 | SPX2 SPC Export to SPC | Sink | Retired | SaskPower Corporation | SPC
SPX3 | SPX3 SPC Export to SPC | Sink | Retired | SaskPower Corporation | SPC
SPX7 | SPX7 SPC BC Export 1 | Sink | Active | NorthPoint Energy Solutions Inc. | NESI
SPX8 | SPX8 SPC BC Export 2 | Sink | Retired | SaskPower Corporation | SPC
SPX9 | SPX9 SPC BC Export 3 | Sink | Retired | SaskPower Corporation | SPC
SPXA | SPXA SPC Export from SPC | Sink | Active | NorthPoint Energy Solutions Inc. | NESI
SPXB | SPXB SPC Export from SPC | Sink | Retired | SaskPower Corporation | SPC
SPXC | SPXC SPC Export from SPC | Sink | Retired | SaskPower Corporation | SPC
SPXD | SPXD SPC Export from SPC | Sink | Retired | SaskPower Corporation | SPC
SPXM | SPXM MT Export | Sink | Active | NorthPoint Energy Solutions Inc. | NESI
SR1A | SR1A SCEM SR#1 | Sink | Active | Suncor Energy Marketing Inc | SEMI
SR1U | SR1U SREA SR#1 | Sink | Retired | South Alta REA Ltd | SREA
SR2U | SR2U SRE2 Ret. #1 | Sink | Active | South Alta REA Ltd. | SRE2
SR3U | SR3U SRE3 Ret #1 | Sink | Active | South Alta REA Ltd | SRE3
SR4U | SR4U SRE4 Ret #1 | Sink | Active | South Alta REA Ltd. | SRE4
ST1 | ST1 Sturgeon #1 | Source | Retired | ATCO Power (Poplar/Rainbow) | CUPC
ST2 | ST2 Sturgeon #2 | Source | Retired | ATCO Power (Poplar/Rainbow) | CUPC
STDN | STDN Silver Top Dairy North | Source | Retired | Silver Top Dairy Limited | STDL
STDS | STDS Silver Top Dairy South | Source | Retired | Silver Top Dairy Limited | STDL
STG1 | STG1 U of A Generator | Source | Active | University of Alberta | UOFA
STMY | STMY St. Mary | Source | Active | TransAlta Corporation | TAC2
STPI | STPI Sterling Pulp In Load | Sink | Active | ERCO Worldwide a Div. of Superior Plus LP | STP
SU1A | SU1A CONP SR #1 | Sink | Active | ConocoPhillips Surmont Partnership | CONP
SVLP | SVLP LSSi | Sink | Active | West Fraser Mills Ltd. | WFML
SVW | SVW IEW13442 | Source | Active | TransAlta Corporation | VQW
SW1A | SW1A SHAW SR 1 | Sink | Retired | Shaw Communications Inc | SHAW
SW1E | SW1E SHAW SR 3 | Sink | Retired | Shaw Communications Inc | SHAW
SW1U | SW1U SHAW SR4 | Sink | Retired | Shaw Communications Inc | SHAW
SW1X | SW1X SHAW SR 2 | Sink | Retired | Shaw Communications Inc | SHAW
SWN1 | SWN1 Southwinds Nobleford | Source | Retired | Southwinds Energy Ltd | SWE
SYBC | SYBC SYPM BC Import | Source | Retired | Synergy Power Marketing Inc. | SYPM
SYXB | SYXB SYPM BC Export | Sink | Retired | Synergy Power Marketing Inc. | SYPM
EDSK | Sask Import Unit | Source | Retired | EPCOR Distribution Inc. | EPD
SCR | Suncor Load | Sink | Active | Suncor Energy Inc. | SCR
TA1A | TA1A TAL SR#1 | Sink | Active | Repsol Canada Energy Partnership | TAL
TA1U | TA1U TAL SR#2 | Sink | Active | Repsol Canada Energy Partnership | TAL
TA2A | TA2A TEN5 Ret 1 | Sink | Active | TransAlta Energy Marketing Corp. | TEN5
TA2C | TA2C TEN5 Ret 9 | Sink | Active | TransAlta Energy Marketing Corp. | TEN5
TA2E | TA2E TEN5 Ret 2 | Sink | Active | TransAlta Energy Marketing Corp. | TEN5
TA2F | TA2F TEN5 Ret 8 | Sink | Retired | TransAlta Energy Marketing Corp. | TEN5
TA2L | TA2L TEN5 Ret 4 | Sink | Active | TransAlta Energy Marketing Corp. | TEN5
TA2P | TA2P TEN5 Ret 5 | Sink | Active | TransAlta Energy Marketing Corp. | TEN5
TA2R | TA2R TEN5 Ret 7 | Sink | Active | TransAlta Energy Marketing Corp. | TEN5
TA2U | TA2U TEN5 Ret 3 | Sink | Active | TransAlta Energy Marketing Corp. | TEN5
TA2W | TA2W TEN5 Ret 10 | Sink | Retired | TransAlta Energy Marketing Corp. | TEN5
TA3A | TA3A TEN6 Ret 1 | Sink | Active | TransAlta Energy Marketing Corp. | TEN6
TA3C | TA3C TEN6 Ret 5 | Sink | Active | TransAlta Energy Marketing Corp. | TEN6
TA3E | TA3E TEN6 Ret 2 | Sink | Active | TransAlta Energy Marketing Corp. | TEN6
TA3L | TA3L TEN6 Ret 4 | Sink | Active | TransAlta Energy Marketing Corp. | TEN6
TA3U | TA3U TEN6 Ret 3 | Sink | Active | TransAlta Energy Marketing Corp. | TEN6
TA3W | TA3W TEN6 Ret 6 | Sink | Retired | TransAlta Energy Marketing Corp. | TEN6
TAB1 | TAB1 Enmax Taber | Source | Active | ENMAX Energy Corporation | EEC
TAC3 | TAC3 TC Load | Sink | Active | TransAlta Corporation | TAC3
TAC4 | TAC4 TC Load | Sink | Retired | TransAlta Corporation | TAC4
TAI1 | TAI1 CRO IMP from BC | Source | Active | AESO - Transmission | TAOA
TAI3 | TAI3 Inadvertent IMP from BC | Source | Active | AESO - Transmission | TAOA
TAIA | TAIA Emerg. Asst. IMP from SPC | Source | Active | AESO - Transmission | TAOA
TAL+ | TAL+ TAL FM Buy | Sink | Active | Repsol Canada Energy Partnership | TAL
TAL- | TAL-TAL FM Sell | Source | Active | Repsol Canada Energy Partnership | TAL
TASK | TASK Inadvertant IMP from SPC | Source | Active | AESO - Transmission | TAOA
TAU | TAU Firm Load | Sink | Retired | TransAlta Utilities | TAU
TUI1 | TAUD1 Interruptible | Sink | Retired | TransAlta Utilities | TAU
TUI2 | TAUD2 PRL | Sink | Retired | TransAlta Utilities | TAU
TUI3 | TAUD3 PRL | Sink | Retired | TransAlta Utilities | TAU
TUI4 | TAUD4 | Sink | Retired | TransAlta Utilities | TAU
TUI5 | TAUD5 | Sink | Retired | TransAlta Utilities | TAU
TUI6 | TAUD6 | Sink | Retired | TransAlta Utilities | TAU
TUI7 | TAUD7 | Sink | Retired | TransAlta Utilities | TAU
TUI8 | TAUD8 | Sink | Retired | TransAlta Utilities | TAU
TAX1 | TAX1 CRO EXP to BC | Sink | Active | AESO - Transmission | TAOA
TAX5 | TAX5 Inadvertent EXP to BC | Sink | Active | AESO - Transmission | TAOA
TAXA | TAXA Emerg. Asst. EXP to SPC | Sink | Active | AESO - Transmission | TAOA
TAXB | TAXB Inadvertant EXP to SPC | Sink | Active | AESO - Transmission | TAOA
TAY1 | TAY1 Taylor Hydro 1 | Source | Active | TransAlta Corporation | TAC2
TAY2 | TAY2 Taylor Wind 1 | Source | Retired | Canadian Hydro Developers, Inc. | CHD
TBD1 | TBD1 NDP | Source | Inactive | NDP | NDP
TBD2 | TBD2 NDP | Source | Inactive | NDP | NDP
TC01 | TC01 Carseland Cogen | Source | Active | TransCanada Energy Ltd. | TCN
TC02 | TC02 Redwater Cogen | Source | Active | TransCanada Energy Ltd. | TCN
TC1A | TC1A TCN SR#1 | Sink | Active | TransCanada Energy Ltd. | TCN
TC1C | TC1C TCN SR#7 | Sink | Active | TransCanada Energy Ltd. | TCN
TC1E | TC1E TCN SR | Sink | Active | TransCanada Energy Ltd. | TCN
TC1F | TC1F TCN SR #9 | Sink | Retired | TransCanada Energy Ltd. | TCN
TC1L | TC1L TCN SR | Sink | Active | TransCanada Energy Ltd. | TCN
TC1P | TC1P TCN SR#10 | Sink | Active | TransCanada Energy Ltd. | TCN
TC1R | TC1R TCE R | Sink | Active | TransCanada Energy Ltd. | TCN
TC1U | TC1U TCN SR#2 | Sink | Active | TransCanada Energy Ltd. | TCN
TC1W | TC1W TCN SR#8 | Sink | Retired | TransCanada Energy Ltd. | TCN
TC1X | TC1X TCN R#3 | Sink | Active | TransCanada Energy Ltd. | TCN
TCBC | TCBC BC Import Unit | Source | Retired | TransCanada Energy Ltd. | TCN
TCE1 | TCE1 TCN BC Export 1 | Sink | Retired | TransCanada Energy Ltd. | TCN
TCE2 | TCE2 TCN Sask Export 1 | Sink | Retired | TransCanada Energy Ltd. | TCN
TCE3 | TCE3 TCN BC Export 2 | Sink | Retired | TransCanada Energy Ltd. | TCN
TCE4 | TCE4 TCN BC Export 3 | Sink | Retired | TransCanada Energy Ltd. | TCN
TCE5 | TCE5 TCN BC Export 4 | Sink | Retired | TransCanada Energy Ltd. | TCN
TCE6 | TCE6 TCN BC Export 5 | Sink | Retired | TransCanada Energy Ltd. | TCN
TCE7 | TCE7 TCN BC Export 6 | Sink | Retired | TransCanada Energy Ltd. | TCN
TCE8 | TCE8 TCN BC Export 7 | Sink | Retired | TransCanada Energy Ltd. | TCN
TCI0 | TCN Import from BCH #0 | Source | Retired | TransCanada Energy Ltd. | TCN
TCI4 | TCN Import from BCH #4 | Source | Retired | TransCanada Energy Ltd. | TCN
TCI5 | TCN Import from BCH #5 | Source | Retired | TransCanada Energy Ltd. | TCN
TCI6 | TCN Import from BCH #6 | Source | Retired | TransCanada Energy Ltd. | TCN
TCI7 | TCN Import from BCH #7 | Source | Retired | TransCanada Energy Ltd. | TCN
TCI8 | TCN Import from BCH #8 | Source | Retired | TransCanada Energy Ltd. | TCN
TCI9 | TCN Import from BCH #9 | Source | Retired | TransCanada Energy Ltd. | TCN
TCIY | TCN Import from BCH Y | Source | Retired | TransCanada Energy Ltd. | TCN
TCIZ | TCN Import from BCH Z | Source | Retired | TransCanada Energy Ltd. | TCN
TCN | TCN TC Load | Sink | Active | TransCanada Energy Ltd. | TCN
TCN+ | TCN+ TCN FM Buy | Sink | Active | TransCanada Energy Ltd. | TCN
TCN- | TCN- TCN FM Sell | Source | Active | TransCanada Energy Ltd. | TCN
TCP | TCP TCP TC Load | Sink | Active | TransCanada PipeLines Limited | TCP
TCP+ | TCP+ TCP FM Buy | Sink | Active | TransCanada Energy Ltd. | TCN
TCP- | TCP- TCP FM Sell | Source | Active | TransCanada Energy Ltd. | TCN
TCRC | TCR Charge Asset | Sink | Active | AESO - Transmission 2 | TAOB
TCSK | TCSK Sask Import Unit | Source | Retired | TransCanada Energy Ltd. | TCN
TDV1 | TDV1 NDP | Source | Inactive | NDP | NDP
TE01 | TE01 TEI MacDonald | Source | Retired | Total Energy International Inc | TEI
TE1E | TE1E TEN SR#1 | Sink | Active | TransAlta Energy Marketing Corp. | TEN
TE1U | TE1U TEN SR | Sink | Active | TransAlta Energy Marketing Corp. | TEN
TE1X | TE1X TEN SR | Sink | Active | TransAlta Energy Marketing Corp. | TEN
TE2A | TE2A TEN2 Retail #1 | Sink | Retired | TransAlta Energy Marketing Corp. | TEN2
TE2C | TE2C TEN2 Retail #3 | Sink | Retired | TransAlta Energy Marketing Corp. | TEN2
TE2E | TE2E TEN2 Retail #8 | Sink | Retired | TransAlta Energy Marketing Corp. | TEN2
TE2F | TE2F TEN2 Retail #5 | Sink | Retired | TransAlta Energy Marketing Corp. | TEN2
TE2L | TE2L TEN2 Retail #6 | Sink | Retired | TransAlta Energy Marketing Corp. | TEN2
TE2P | TE2P TEN2 Retail #10 | Sink | Retired | TransAlta Energy Marketing Corp. | TEN2
TE2R | TE2R TEN2 Retail #7 | Sink | Retired | TransAlta Energy Marketing Corp. | TEN2
TE2U | TE2U TEN2 Retail #11 | Sink | Retired | TransAlta Energy Marketing Corp. | TEN2
TE2W | TE2W TEN2 Retail #4 | Sink | Retired | TransAlta Energy Marketing Corp. | TEN2
TE2X | TE2X TEN2 Retail #2 | Sink | Retired | TransAlta Energy Marketing Corp. | TEN2
TE3A | TE3A TEN3 Ret #1 | Sink | Active | TransAlta Energy Marketing Corp. | TEN3
TE3C | TE3C TEN3 Ret #9 | Sink | Active | TransAlta Energy Marketing Corp. | TEN3
TE3E | TE3E TEN2 Retail #9 | Sink | Retired | TransAlta Energy Marketing Corp. | TEN2
TE3F | TE3F TEN3 Ret #3 | Sink | Retired | TransAlta Energy Marketing Corp. | TEN3
TE3L | TE3L TEN3 Ret #7 | Sink | Active | TransAlta Energy Marketing Corp. | TEN3
TE3P | TE3P TEN3 Ret #10 | Sink | Active | TransAlta Energy Marketing Corp. | TEN3
TE3R | TE3R TEN3 Ret #4 | Sink | Active | TransAlta Energy Marketing Corp. | TEN3
TE3U | TE3U TEN3 Ret #6 | Sink | Active | TransAlta Energy Marketing Corp. | TEN3
TE3W | TE3W TEN3 Ret #2 | Sink | Retired | TransAlta Energy Marketing Corp. | TEN3
TE3X | TE3X TEN3 Ret #8 | Sink | Active | TransAlta Energy Marketing Corp. | TEN3
TE4A | TE4A TEN4 Ret #1 | Sink | Retired | TransAlta Energy Marketing Corp. | TEN4
TE4E | TE4E TEN3 Ret #5 | Sink | Active | TransAlta Energy Marketing Corp. | TEN3
TE5E | TE5E TEN3 Ret #11 | Sink | Active | TransAlta Energy Marketing Corp. | TEN3
TEBC | TEBC BC Import Unit | Source | Active | TransAlta Energy Marketing Corp. | TEN
TEE1 | TEE1 TEN Export to BCH | Sink | Active | TransAlta Energy Marketing Corp. | TEN
TEE2 | TEE2 TEN Export to BCH | Sink | Retired | TransAlta Energy Marketing | TEN
TEE3 | TEE3 TEN Export to BCH | Sink | Retired | TransAlta Energy Marketing | TEN
TEE4 | TEE4 TEN Export to BCH | Sink | Retired | TransAlta Energy Marketing | TEN
TEE5 | TEE5 TEN Export to BCH | Sink | Retired | TransAlta Energy Marketing | TEN
TEE6 | TEE6 TEN Export to BCH | Sink | Retired | TransAlta Energy Marketing | TEN
TEE7 | TEE7 TEN Export to BCH | Sink | Retired | TransAlta Energy Marketing | TEN
TEEA | TEEA TEN Export to SPC | Sink | Active | TransAlta Energy Marketing Corp. | TEN
TEEB | TEEB TEN Export to SPC | Sink | Retired | TransAlta Energy Marketing | TEN
TEEC | TEEC TEN Export to SPC | Sink | Retired | TransAlta Energy Marketing | TEN
TEED | TEED TEN Export to SPC | Sink | Retired | TransAlta Energy Marketing | TEN
TEEE | TEEE TEN Export to SPC | Sink | Retired | TransAlta Energy Marketing | TEN
TEEF | TEEF TEN Export to SPC | Sink | Retired | TransAlta Energy Marketing | TEN
TEEG | TEEG TEN Export to SPC | Sink | Retired | TransAlta Energy Marketing | TEN
TEMT | TEMT TEN MT Import | Source | Active | TransAlta Energy Marketing Corp. | TEN
TEE0 | TEN Export to BCH | Sink | Retired | TransAlta Energy Marketing | TEN
TEE8 | TEN Export to BCH | Sink | Retired | TransAlta Energy Marketing | TEN
TEE9 | TEN Export to BCH | Sink | Retired | TransAlta Energy Marketing | TEN
TEEH | TEN Export to SPC | Sink | Retired | TransAlta Energy Marketing | TEN
TEEI | TEN Export to SPC | Sink | Retired | TransAlta Energy Marketing | TEN
TEEJ | TEN Export to SPC | Sink | Retired | TransAlta Energy Marketing | TEN
TEI0 | TEN Import from BCH | Source | Retired | TransAlta Energy Marketing | TEN
TEI1 | TEN Import from BCH | Source | Retired | TransAlta Energy Marketing | TEN
TEI2 | TEN Import from BCH | Source | Retired | TransAlta Energy Marketing | TEN
TEI3 | TEN Import from BCH | Source | Retired | TransAlta Energy Marketing | TEN
TEI4 | TEN Import from BCH | Source | Retired | TransAlta Energy Marketing | TEN
TEI5 | TEN Import from BCH | Source | Retired | TransAlta Energy Marketing | TEN
TEI6 | TEN Import from BCH | Source | Retired | TransAlta Energy Marketing | TEN
TEI7 | TEN Import from BCH | Source | Retired | TransAlta Energy Marketing | TEN
TEI8 | TEN Import from BCH | Source | Retired | TransAlta Energy Marketing | TEN
TEI9 | TEN Import from BCH | Source | Retired | TransAlta Energy Marketing | TEN
TEIA | TEN Import from SPC | Source | Retired | TransAlta Energy Marketing | TEN
TEIB | TEN Import from SPC | Source | Retired | TransAlta Energy Marketing | TEN
TEIC | TEN Import from SPC | Source | Retired | TransAlta Energy Marketing | TEN
TEID | TEN Import from SPC | Source | Retired | TransAlta Energy Marketing | TEN
TEIE | TEN Import from SPC | Source | Retired | TransAlta Energy Marketing | TEN
TEIF | TEN Import from SPC | Source | Retired | TransAlta Energy Marketing | TEN
TEIG | TEN Import from SPC | Source | Retired | TransAlta Energy Marketing | TEN
TEIH | TEN Import from SPC | Source | Retired | TransAlta Energy Marketing | TEN
TEII | TEN Import from SPC | Source | Retired | TransAlta Energy Marketing | TEN
TEIJ | TEN Import from SPC | Source | Retired | TransAlta Energy Marketing | TEN
TEN+ | TEN+ TEN FM Buy | Sink | Active | TransAlta Energy Marketing Corp. | TEN
TEN- | TEN- TEN FM Sell | Source | Active | TransAlta Energy Marketing Corp. | TEN
TER1 | TER1 Generator | Source | Active | Teric Power Ltd. | TERC
TESK | TESK Sask Import Unit | Source | Active | TransAlta Energy Marketing Corp. | TEN
TEXM | TEXM TEN MT Export | Sink | Active | TransAlta Energy Marketing Corp. | TEN
TG1U | TG1U TGP SR1 | Sink | Retired | Taylor Gas Processing Limited Partnership by its General Partner Taylor Management Inc. | TGP
TIBC | TIBC TEC BC Import | Source | Active | TEC Energy Inc. | TEC
TIMT | TIMT TEC MT Import | Source | Active | TEC Energy Inc. | TEC
TISK | TISK TEC SK Import | Source | Active | TEC Energy Inc. | TEC
TIXB | TIXB TEC BC Export | Sink | Active | TEC Energy Inc. | TEC
TIXM | TIXM TEC MT Export | Sink | Active | TEC Energy Inc. | TEC
TIXS | TIXS TEC SK Export | Sink | Active | TEC Energy Inc. | TEC
TLM1 | TLM1 Talisman Sibbald | Source | Retired | Talisman Energy Canada | TAL
TLM2 | TLM2 Edson | Source | Active | Repsol Canada Energy Partnership | TAL1
TM1A | TM1A TMPL SR#2 | Sink | Retired | Terasen Pipelines (Trans Mountain) Inc. | TMPL
TM1U | TM1U TMPL SR#1 | Sink | Retired | Terasen Pipelines (Trans Mountain) Inc. | TMPL
TMPL | TMPL TMPL TC LOAD | Sink | Retired | Terasen Pipelines (Trans Mountain) Inc. | TMPL
COU | TOC Town of Coutts | Source | Active | FortisAlberta Inc. | UNCA
TP1A | TP1A TPLP SR#1 | Sink | Active | Trans Mountain Pipeline L.P. | TPLP
TP1U | TP1U TPLP SR#2 | Sink | Active | Trans Mountain Pipeline L.P. | TPLP
TPBC | TPBC TPCI BC Import | Source | Active | Tenaska Power Canada, a division of TPS Corp. | TPCI
TPCS | TPCS NDP | Source | Inactive | NDP | NDP
TPI | TPI TPI TC Load | Sink | Retired | Kinder Morgan Canada Inc. | TPI
TPLP | TPLP TPLP TC Load | Sink | Active | Trans Mountain Pipeline L.P. | TPLP
TPMT | TPMT TPCI MT Import | Source | Active | Tenaska Power Canada, a division of TPS Corp. | TPCI
TPSK | TPSK TPCI Sask Import | Source | Active | Tenaska Power Canada, a division of TPS Corp. | TPCI
TPXB | TPXB TPCI BC Export | Sink | Active | Tenaska Power Canada, a division of TPS Corp. | TPCI
TPXM | TPXM TPCI MT Export | Sink | Active | Tenaska Power Canada, a division of TPS Corp. | TPCI
TPXS | TPXS TPCI Sask Export | Sink | Active | Tenaska Power Canada, a division of TPS Corp. | TPCI
TQ1C | TQ1C TSQE Ret #4 | Sink | Active | Town Square Energy Canada, Ltd. | TSQE
TQ1E | TQ1E TSQE Ret #1 | Sink | Active | Town Square Energy Canada, Ltd. | TSQE
TQ1F | TQ1F TSQE Ret #6 | Sink | Retired | Town Square Energy Canada, Ltd. | TSQE
TQ1R | TQ1R TSQE Ret #7 | Sink | Active | Town Square Energy Canada, Ltd. | TSQE
TQ1W | TQ1W TSQE Ret #5 | Sink | Retired | Town Square Energy Canada, Ltd. | TSQE
TQ1X | TQ1X TSQE Ret #3 | Sink | Active | Town Square Energy Canada, Ltd. | TSQE
TQ2E | TQ2E TSQE Ret #2 | Sink | Active | Town Square Energy Canada, Ltd. | TSQE
TR1U | TR1U TREA SR #1 | Sink | Active | Niton Rural Electrification Assoc. Ltd. | TREA
TR2X | TR2X TEN5 Ret 6 | Sink | Active | TransAlta Energy Marketing Corp. | TEN5
TRBC | TRBC TCEM Import from BC | Source | Retired | TransCanada Energy Marketing ULC | TCEM
TRSK | TRSK TCEM Import from Sask | Source | Retired | TransCanada Energy Marketing ULC | TCEM
TRV1 | TRV1 Turner Valley | Source | Active | Alberta Culture and Tourism | ACTM
TRXB | TRXB TCEM Export to BC | Sink | Retired | TransCanada Energy Marketing ULC | TCEM
TRXS | TRXS TCEM Export to Sask | Sink | Retired | TransCanada Energy Marketing ULC | TCEM
TSTE | TSTE Test Export | Sink | Active | AESO - Market | PPOA
TSTG | TSTG Test Generator | Source | Active | AESO - Market | PPOA
TSTI | TSTI Test Import | Source | Active | AESO - Market | PPOA
TSTL | TSTL Test Load | Sink | Active | AESO - Market | PPOA
TCI1 | TransCanada Import unit 1 | Source | Retired | TransCanada Energy Ltd. | TCN
TCI2 | TransCanada Import unit 2 | Source | Retired | TransCanada Energy Ltd. | TCN
TUEX | Transalta Export | Sink | Retired | TransAlta Utilities | TAU
TUIM | Transalta Import | Source | Retired | TransAlta Utilities | TAU
U10A | U10A UNPA Ret #1 | Sink | Active | Utility Network & Partners Inc. | UNPA
U10C | U10C UNPA Ret #7 | Sink | Active | Utility Network & Partners Inc. | UNPA
U10E | U10E UNPA Ret #3 | Sink | Active | Utility Network & Partners Inc. | UNPA
U10F | U10F UNPA Ret #9 | Sink | Retired | Utility Network & Partners Inc. | UNPA
U10L | U10L UNPA Ret #4 | Sink | Active | Utility Network & Partners Inc. | UNPA
U10P | U10P UNPA Ret #5 | Sink | Active | Utility Network & Partners Inc. | UNPA
U10R | U10R UNPA Ret #10 | Sink | Active | Utility Network & Partners Inc. | UNPA
U10U | U10U UNPA Ret #2 | Sink | Active | Utility Network & Partners Inc. | UNPA
U10W | U10W UNPA Ret #8 | Sink | Retired | Utility Network & Partners Inc. | UNPA
U10X | U10X UNPA Ret #6 | Sink | Active | Utility Network & Partners Inc. | UNPA
U11W | U11 UNPB Ret #8 | Sink | Retired | Utility Network & Partners Inc. | UNPB
U11A | U11A UNPB Ret #1 | Sink | Active | Utility Network & Partners Inc. | UNPB
U11C | U11C UNPB Ret #7 | Sink | Active | Utility Network & Partners Inc. | UNPB
U11E | U11E UNPB Ret #3 | Sink | Active | Utility Network & Partners Inc. | UNPB
U11F | U11F UNPB Ret #9 | Sink | Retired | Utility Network & Partners Inc. | UNPB
U11L | U11L UNPB Ret #5 | Sink | Active | Utility Network & Partners Inc. | UNPB
U11P | U11P UNPB Ret #6 | Sink | Active | Utility Network & Partners Inc. | UNPB
U11R | U11R UNPB #10 | Sink | Active | Utility Network & Partners Inc. | UNPB
U11U | U11U UNPB Ret #4 | Sink | Active | Utility Network & Partners Inc. | UNPB
U11X | U11X UNPB Ret #2 | Sink | Active | Utility Network & Partners Inc. | UNPB
U12A | U12A UNPC Ret #3 | Sink | Active | Utility Network & Partners Inc. | UNPC
U12C | U12C UNPC Ret #7 | Sink | Active | Utility Network & Partners Inc. | UNPC
U12E | U12E UNPC Ret #1 | Sink | Active | Utility Network & Partners Inc. | UNPC
U12F | U12F UNPC Ret #9 | Sink | Retired | Utility Network & Partners Inc. | UNPC
U12L | U12L UNPC Ret #4 | Sink | Active | Utility Network & Partners Inc. | UNPC
U12P | U12P UNPC Ret #5 | Sink | Active | Utility Network & Partners Inc. | UNPC
U12R | U12R UNPC Ret #10 | Sink | Active | Utility Network & Partners Inc. | UNPC
U12U | U12U UNPC Ret #2 | Sink | Active | Utility Network & Partners Inc. | UNPC
U12W | U12W UNPC Ret #8 | Sink | Retired | Utility Network & Partners Inc. | UNPC
U12X | U12X UNPC Ret #6 | Sink | Active | Utility Network & Partners Inc. | UNPC
U13A | U13A UNPD Ret #2 | Sink | Active | Utility Network & Partners Inc. | UNPD
U13C | U13C UNPD Ret #8 | Sink | Active | Utility Network & Partners Inc. | UNPD
U13E | U13E UNPD Ret #3 | Sink | Active | Utility Network & Partners Inc. | UNPD
U13F | U13F UNPD Ret #10 | Sink | Retired | Utility Network & Partners Inc. | UNPD
U13L | U13L UNPD Ret #4 | Sink | Active | Utility Network & Partners Inc. | UNPD
U13P | U13P UNPD Ret #7 | Sink | Active | Utility Network & Partners Inc. | UNPD
U13R | U13R UNPD Ret #5 | Sink | Active | Utility Network & Partners Inc. | UNPD
U13U | U13U UNPD Ret #1 | Sink | Active | Utility Network & Partners Inc. | UNPD
U13W | U13W UNPD Ret #9 | Sink | Retired | Utility Network & Partners Inc. | UNPD
U13X | U13X UNPD Ret #6 | Sink | Active | Utility Network & Partners Inc. | UNPD
U14A | U14A UNPE Ret #1 | Sink | Active | Utility Network & Partners Inc. | UNPE
U14C | U14C UNPE Ret #7 | Sink | Active | Utility Network & Partners Inc. | UNPE
U14E | U14E UNPE Ret #2 | Sink | Active | Utility Network & Partners Inc. | UNPE
U14F | U14F UNPE Ret #9 | Sink | Retired | Utility Network & Partners Inc. | UNPE
U14L | U14L UNPE Ret #5 | Sink | Active | Utility Network & Partners Inc. | UNPE
U14P | U14P UNPE | Sink | Active | Utility Network & Partners Inc. | UNPE
U14R | U14R UNPE Ret #10 | Sink | Active | Utility Network & Partners Inc. | UNPE
U14U | U14U UNPE Ret #3 | Sink | Active | Utility Network & Partners Inc. | UNPE
U14W | U14W UNPE Ret #7 | Sink | Retired | Utility Network & Partners Inc. | UNPE
U14X | U14X UNPE Ret #4 | Sink | Active | Utility Network & Partners Inc. | UNPE
U15A | U15A UNPF Ret #1 | Sink | Active | Utility Network & Partners Inc. | UNPF
U15C | U15C UNPF Ret #7 | Sink | Active | Utility Network & Partners Inc. | UNPF
U15E | U15E UNPF Ret #2 | Sink | Active | Utility Network & Partners Inc. | UNPF
U15F | U15F UNPF Ret #9 | Sink | Retired | Utility Network & Partners Inc. | UNPF
U15L | U15L UNPF Ret #4 | Sink | Active | Utility Network & Partners Inc. | UNPF
U15P | U15P UNPF Ret #6 | Sink | Active | Utility Network & Partners Inc. | UNPF
U15R | U15R UNPF Ret #10 | Sink | Active | Utility Network & Partners Inc. | UNPF
U15U | U15U UNPF Ret #3 | Sink | Active | Utility Network & Partners Inc. | UNPF
U15W | U15W UNPF Ret #8 | Sink | Retired | Utility Network & Partners Inc. | UNPF
U15X | U15X UNPF Ret #5 | Sink | Active | Utility Network & Partners Inc. | UNPF
U16A | U16A UNPG Ret #5 | Sink | Active | Utility Network & Partners Inc. | UNPG
U16C | U16C UNPG Ret #8 | Sink | Active | Utility Network & Partners Inc. | UNPG
U16E | U16E UNPG Ret #1 | Sink | Active | Utility Network & Partners Inc. | UNPG
U16F | U16F UNPG Ret #10 | Sink | Retired | Utility Network & Partners Inc. | UNPG
U16L | U16L UNPG Ret #6 | Sink | Active | Utility Network & Partners Inc. | UNPG
U16P | U16P UNPG Ret #7 | Sink | Active | Utility Network & Partners Inc. | UNPG
U16R | U16R UNPG Ret #4 | Sink | Active | Utility Network & Partners Inc. | UNPG
U16U | U16U UNPG Ret #2 | Sink | Active | Utility Network & Partners Inc. | UNPG
U16W | U16W UNPG Ret #9 | Sink | Retired | Utility Network & Partners Inc. | UNPG
U16X | U16X UNPG Ret #3 | Sink | Active | Utility Network & Partners Inc. | UNPG
U17A | U17A UNPH Ret #4 | Sink | Active | Utility Network & Partners Inc. | UNPH
U17C | U17C UNPH Ret #8 | Sink | Active | Utility Network & Partners Inc. | UNPH
U17E | U17E UNPH Ret #5 | Sink | Active | Utility Network & Partners Inc. | UNPH
U17F | U17F UNPH Ret #10 | Sink | Retired | Utility Network & Partners Inc. | UNPH
U17L | U17L UNPH Ret #6 | Sink | Active | Utility Network & Partners Inc. | UNPH
UNPH | U17P UNPH Ret #2 | Sink | Active | Utility Network & Partners Inc. | UNPH
U17R | U17R UNPH Ret #3 | Sink | Active | Utility Network & Partners Inc. | UNPH
U17U | U17U UNPH Ret #1 | Sink | Active | Utility Network & Partners Inc. | UNPH
U17W | U17W UNPH Ret #9 | Sink | Retired | Utility Network & Partners Inc. | UNPH
U17X | U17X UNPH Ret #7 | Sink | Active | Utility Network & Partners Inc. | UNPH
U18A | U18A UNPI Ret #2 | Sink | Active | Utility Network & Partners Inc. | UNPI
U18C | U18C UNPI Ret #7 | Sink | Active | Utility Network & Partners Inc. | UNPI
U18E | U18E UNPI Ret #3 | Sink | Active | Utility Network & Partners Inc. | UNPI
U18F | U18F UNPI Ret #10 | Sink | Retired | Utility Network & Partners Inc. | UNPI
U18L | U18L UNPI Ret #4 | Sink | Active | Utility Network & Partners Inc. | UNPI
U18P | U18P UNPI Ret #5 | Sink | Active | Utility Network & Partners Inc. | UNPI
U18R | U18R UNPI Ret #11 | Sink | Active | Utility Network & Partners Inc. | UNPI
U18U | U18U UNPI Ret #1 | Sink | Active | Utility Network & Partners Inc. | UNPI
U18W | U18W UNPI Ret #8 | Sink | Retired | Utility Network & Partners Inc. | UNPI
U18X | U18X UNPI Ret #6 | Sink | Active | Utility Network & Partners Inc. | UNPI
U19A | U19A UNPJ Ret #3 | Sink | Active | Utility Network & Partners Inc. | UNPJ
U19C | U19C UNPJ Ret #7 | Sink | Active | Utility Network & Partners Inc. | UNPJ
U19E | U19E UNPJ Ret #2 | Sink | Active | Utility Network & Partners Inc. | UNPJ
U19F | U19F UNPJ #10 | Sink | Retired | Utility Network & Partners Inc. | UNPJ
U19L | U19L UNPJ Ret #4 | Sink | Active | Utility Network & Partners Inc. | UNPJ
U19P | U19P UNPJ Ret #5 | Sink | Active | Utility Network & Partners Inc. | UNPJ
U19R | U19R UNPJ Ret #11 | Sink | Active | Utility Network & Partners Inc. | UNPJ
U19U | U19U UNPJ #1 | Sink | Active | Utility Network & Partners Inc. | UNPJ
U19W | U19W UNPJ Ret #8 | Sink | Retired | Utility Network & Partners Inc. | UNPJ
U19X | U19X UNPJ Ret #6 | Sink | Active | Utility Network & Partners Inc. | UNPJ
U20A | U20A UNPK Ret #3 | Sink | Active | Utility Network & Partners Inc. | UNPK
U20C | U20C UNPK Ret #7 | Sink | Active | Utility Network & Partners Inc. | UNPK
U20E | U20E UNPK Ret #4 | Sink | Active | Utility Network & Partners Inc. | UNPK
U20F | U20F UNPK Ret #9 | Sink | Retired | Utility Network & Partners Inc. | UNPK
U20L | U20L UNPK Ret #5 | Sink | Active | Utility Network & Partners Inc. | UNPK
U20P | U20P UNPK Ret #6 | Sink | Active | Utility Network & Partners Inc. | UNPK
U20R | U20R UNPK Ret #10 | Sink | Active | Utility Network & Partners Inc. | UNPK
U20U | U20U UNPK Ret #1 | Sink | Active | Utility Network & Partners Inc. | UNPK
U20W | U20W UNPK Ret #8 | Sink | Retired | Utility Network & Partners Inc. | UNPK
U20X | U20X UNPK Ret #2 | Sink | Active | Utility Network & Partners Inc. | UNPK
U21A | U21A UNPL Ret #1 | Sink | Active | Utility Network & Partners Inc. | UNPL
U21C | U21C UNPL Ret #7 | Sink | Active | Utility Network & Partners Inc. | UNPL
U21E | U21E UNPL Ret #2 | Sink | Active | Utility Network & Partners Inc. | UNPL
U21F | U21F UNPL Ret #9 | Sink | Retired | Utility Network & Partners Inc. | UNPL
U21L | U21L UNPL Ret #4 | Sink | Active | Utility Network & Partners Inc. | UNPL
U21P | U21P UNPL Ret #5 | Sink | Active | Utility Network & Partners Inc. | UNPL
U21R | U21R UNPL Ret #10 | Sink | Active | Utility Network & Partners Inc. | UNPL
U21U | U21U UNPL Ret #3 | Sink | Active | Utility Network & Partners Inc. | UNPL
U21W | U21W UNPL Ret #8 | Sink | Retired | Utility Network & Partners Inc. | UNPL
U21X | U21X UNPL Ret #6 | Sink | Active | Utility Network & Partners Inc. | UNPL
U22A | U22A UNPM Ret #1 | Sink | Active | Utility Network & Partners Inc. | UNPM
U22C | U22C UNPM Ret#7 | Sink | Active | Utility Network & Partners Inc. | UNPM
U22E | U22E UNPM Ret #2 | Sink | Active | Utility Network & Partners Inc. | UNPM
U22F | U22F UNPM Ret #9 | Sink | Retired | Utility Network & Partners Inc. | UNPM
U22L | U22L UNPM Ret #5 | Sink | Active | Utility Network & Partners Inc. | UNPM
U22P | U22P UNPM Ret #6 | Sink | Active | Utility Network & Partners Inc. | UNPM
U22R | U22R UNPM Ret #10 | Sink | Active | Utility Network & Partners Inc. | UNPM
U22U | U22U UNPM Ret #3 | Sink | Active | Utility Network & Partners Inc. | UNPM
U22W | U22W UNPM Ret #8 | Sink | Retired | Utility Network & Partners Inc. | UNPM
U22X | U22X UNPM Ret #4 | Sink | Active | Utility Network & Partners Inc. | UNPM
U23A | U23A UNPN Ret #3 | Sink | Active | Utility Network & Partners Inc. | UNPN
U23C | U23C UNPN Ret #7 | Sink | Active | Utility Network & Partners Inc. | UNPN
U23E | U23E UNPN Ret #1 | Sink | Active | Utility Network & Partners Inc. | UNPN
U23F | U23F UNPN Ret #9 | Sink | Retired | Utility Network & Partners Inc. | UNPN
U23L | U23L UNPN Ret #5 | Sink | Active | Utility Network & Partners Inc. | UNPN
U23P | U23P UNPN Ret #5 | Sink | Active | Utility Network & Partners Inc. | UNPN
U23R | U23R UNPN Ret #10 | Sink | Active | Utility Network & Partners Inc. | UNPN
U23U | U23U UNPN Ret #2 | Sink | Active | Utility Network & Partners Inc. | UNPN
U23W | U23W UNPN Ret #8 | Sink | Retired | Utility Network & Partners Inc. | UNPN
U23X | U23X UNPN Ret #6 | Sink | Active | Utility Network & Partners Inc. | UNPN
U24A | U24A UNPO Ret #1 | Sink | Active | Utility Network & Partners Inc. | UNPO
U24C | U24C UNPO Ret #7 | Sink | Active | Utility Network & Partners Inc. | UNPO
U24E | U24E UNPO | Sink | Active | Utility Network & Partners Inc. | UNPO
U24F | U24F UNPO Ret #9 | Sink | Retired | Utility Network & Partners Inc. | UNPO
U24L | U24L UNPO Ret #4 | Sink | Active | Utility Network & Partners Inc. | UNPO
U24P | U24P UNPO Ret #5 | Sink | Active | Utility Network & Partners Inc. | UNPO
U24R | U24R UNPO Ret #10 | Sink | Active | Utility Network & Partners Inc. | UNPO
U24U | U24U UNPO Ret #3 | Sink | Active | Utility Network & Partners Inc. | UNPO
U24W | U24W UNPO Ret #8 | Sink | Retired | Utility Network & Partners Inc. | UNPO
U24X | U24X UNPO Ret #6 | Sink | Active | Utility Network & Partners Inc. | UNPO
U25A | U25A UNPP Ret #1 | Sink | Active | Utility Network & Partners Inc. | UNPP
U25C | U25C UNPP Ret #7 | Sink | Active | Utility Network & Partners Inc. | UNPP
U25E | U25E UNPP Ret #2 | Sink | Active | Utility Network & Partners Inc. | UNPP
U25F | U25F UNPP Ret #9 | Sink | Retired | Utility Network & Partners Inc. | UNPP
U25L | U25L UNPP Ret #4 | Sink | Active | Utility Network & Partners Inc. | UNPP
U25P | U25P UNPP Ret #5 | Sink | Active | Utility Network & Partners Inc. | UNPP
U25R | U25R UNPP Ret #10 | Sink | Active | Utility Network & Partners Inc. | UNPP
U25U | U25U UNPP Ret #3 | Sink | Active | Utility Network & Partners Inc. | UNPP
U25W | U25W UNPP Ret #8 | Sink | Retired | Utility Network & Partners Inc. | UNPP
U25X | U25X UNPP Ret #6 | Sink | Active | Utility Network & Partners Inc. | UNPP
U26A | U26A UNPQ Ret #1 | Sink | Active | Utility Network & Partners Inc. | UNPQ
U26C | U26C UNPQ Ret #7 | Sink | Active | Utility Network & Partners Inc. | UNPQ
U26E | U26E UNPQ Ret #2 | Sink | Active | Utility Network & Partners Inc. | UNPQ
U26F | U26F UNPQ Ret #9 | Sink | Retired | Utility Network & Partners Inc. | UNPQ
U26L | U26L UNPQ Ret #4 | Sink | Active | Utility Network & Partners Inc. | UNPQ
U26P | U26P UNPQ Ret #5 | Sink | Active | Utility Network & Partners Inc. | UNPQ
U26R | U26R UNPQ Ret #10 | Sink | Active | Utility Network & Partners Inc. | UNPQ
U26U | U26U UNPQ Ret #3 | Sink | Active | Utility Network & Partners Inc. | UNPQ
U26W | U26W UNPQ Ret #8 | Sink | Retired | Utility Network & Partners Inc. | UNPQ
U26X | U26X UNPQ Ret #6 | Sink | Active | Utility Network & Partners Inc. | UNPQ
U27A | U27A UNPR Ret #1 | Sink | Active | Utility Network & Partners Inc. | UNPR
U27C | U27C UNPR Ret #7 | Sink | Active | Utility Network & Partners Inc. | UNPR
U27E | U27E UNPR Ret #2 | Sink | Active | Utility Network & Partners Inc. | UNPR
U27F | U27F UNPR Ret #9 | Sink | Retired | Utility Network & Partners Inc. | UNPR
U27L | U27L UNPR Ret #4 | Sink | Active | Utility Network & Partners Inc. | UNPR
U27P | U27P UNPR Ret #5 | Sink | Active | Utility Network & Partners Inc. | UNPR
U27R | U27R UNPR Ret#10 | Sink | Active | Utility Network & Partners Inc. | UNPR
U27U | U27U UNPR Ret #3 | Sink | Active | Utility Network & Partners Inc. | UNPR
U27W | U27W UNPR Ret #8 | Sink | Retired | Utility Network & Partners Inc. | UNPR
U27X | U27X UNPR Ret #6 | Sink | Active | Utility Network & Partners Inc. | UNPR
U28A | U28A UNPS Retail #1 | Sink | Active | Utility Network & Partners Inc. | UNPS
U28C | U28C UNPS Retail #5 | Sink | Active | Utility Network & Partners Inc. | UNPS
U28E | U28E UNPS Retail #10 | Sink | Active | Utility Network & Partners Inc. | UNPS
U28F | U28F UNPS Retail #8 | Sink | Retired | Utility Network & Partners Inc. | UNPS
U28L | U28L UNPS Retail #3 | Sink | Active | Utility Network & Partners Inc. | UNPS
U28P | U28P UNPS Retail #9 | Sink | Active | Utility Network & Partners Inc. | UNPS
U28R | U28R UNPS Retail #6 | Sink | Active | Utility Network & Partners Inc. | UNPS
U28U | U28U UNPS Retail #2 | Sink | Active | Utility Network & Partners Inc. | UNPS
U28W | U28W UNPS Retail #7 | Sink | Retired | Utility Network & Partners Inc. | UNPS
U28X | U28X UNPS Retail #4 | Sink | Active | Utility Network & Partners Inc. | UNPS
U29A | U29A UNPT Retail #1 | Sink | Active | Utility Network & Partners Inc. | UNPT
U29C | U29C UNPT Retail #5 | Sink | Active | Utility Network & Partners Inc. | UNPT
U29E | U29E UNPT Retail #10 | Sink | Active | Utility Network & Partners Inc. | UNPT
U29F | U29F UNPT Retail #8 | Sink | Retired | Utility Network & Partners Inc. | UNPT
U29L | U29L UNPT Retail #3 | Sink | Active | Utility Network & Partners Inc. | UNPT
U29P | U29P UNPT Retail #9 | Sink | Active | Utility Network & Partners Inc. | UNPT
U29R | U29R UNPT Retail #6 | Sink | Active | Utility Network & Partners Inc. | UNPT
U29U | U29U UNPT Retail #2 | Sink | Active | Utility Network & Partners Inc. | UNPT
U29W | U29W UNPT Retail #7 | Sink | Retired | Utility Network & Partners Inc. | UNPT
U29X | U29X UNPT Retail #4 | Sink | Active | Utility Network & Partners Inc. | UNPT
U30A | U30A UNPU Ret #1 | Sink | Active | Utility Network & Partners Inc. | UNPU
U30C | U30C UNPU Ret #6 | Sink | Active | Utility Network & Partners Inc. | UNPU
U30E | U30E UNPU Ret #2 | Sink | Active | Utility Network & Partners Inc. | UNPU
U30F | U30F UNPU Ret #8 | Sink | Retired | Utility Network & Partners Inc. | UNPU
U30L | U30L UNPU Ret #10 | Sink | Active | Utility Network & Partners Inc. | UNPU
U30P | U30P UNPU Ret #3 | Sink | Active | Utility Network & Partners Inc. | UNPU
U30R | U30R UNPU Ret #9 | Sink | Active | Utility Network & Partners Inc. | UNPU
U30U | U30U UNPU Ret #4 | Sink | Active | Utility Network & Partners Inc. | UNPU
U30W | U30W UNPU Ret #7 | Sink | Retired | Utility Network & Partners Inc. | UNPU
U30X | U30X UNPU Ret #5 | Sink | Active | Utility Network & Partners Inc. | UNPU
UA1A | UA1A UOFA SR #1 | Sink | Active | University of Alberta | UOFA
UA1E | UA1E UOFA SR #2 | Sink | Active | University of Alberta | UOFA
UA1U | UA1U UOFA SR #3 | Sink | Active | University of Alberta | UOFA
UBBC | UBBC UBSC BC Import | Source | Active | Mercuria Commodities Canada Corporation | UBSC
UBC+ | UBC+ UBSC FM BUY | Sink | Active | Mercuria Commodities Canada Corporation | UBSC
UBC- | UBC- UBSC FM Sell | Source | Active | Mercuria Commodities Canada Corporation | UBSC
UBS+ | UBS+ FWD MRKT Buy | Sink | Retired | UBS Commodities Canada Ltd. | UBS
UBSK | UBSK UBSC Sask Import | Source | Active | Mercuria Commodities Canada Corporation | UBSC
UBXB | UBXB UBSC BC Export | Sink | Active | Mercuria Commodities Canada Corporation | UBSC
UBXS | UBXS UBSC Sask Export | Sink | Active | Mercuria Commodities Canada Corporation | UBSC
UC1U | UC1U UCCI SR#1 | Sink | Retired | Union Carbide Can. Inc. | UCCI
UCI+ | UCI+ UCI FM Buy | Sink | Retired | Union Carbide Can. Inc. | UCCI
UCI- | UCI- UCI FM Sell | Source | Retired | Union Carbide Can. Inc. | UCCI
UG1U | UG1U UNGL SR #1 | Sink | Active | Unger's Lumber & Post Ltd. | UNGL
UN1A | UN1A UNP SR #2 | Sink | Active | Utility Network & Partners Inc. | UNP
UN1C | UN1C UNP Ret #7 | Sink | Active | Utility Network & Partners Inc. | UNP
UN1E | UN1E UNP SR #3 | Sink | Active | Utility Network & Partners Inc. | UNP
UN1F | UN1F UNP Ret #9 | Sink | Retired | Utility Network & Partners Inc. | UNP
UN1L | UN1L UNP SR #5 | Sink | Active | Utility Network & Partners Inc. | UNP
UN1P | UN1P UNP Ret #10 | Sink | Active | Utility Network & Partners Inc. | UNP
UN1R | UN1R UNP SR#6 | Sink | Active | Utility Network & Partners Inc. | UNP
UN1U | UN1U UNP SR #4 | Sink | Active | Utility Network & Partners Inc. | UNP
UN1W | UN1W UNP Ret #8 | Sink | Retired | Utility Network & Partners Inc. | UNP
UN1X | UN1X UNP SR1 | Sink | Active | Utility Network & Partners Inc. | UNP
UN2A | UN2A UNP2 Ret #3 | Sink | Active | Utility Network & Partners Inc. | UNP2
UN2C | UN2C UNP2 Ret #7 | Sink | Active | Utility Network & Partners Inc. | UNP2
UN2E | UN2E UNP2 Ret #4 | Sink | Active | Utility Network & Partners Inc. | UNP2
UN2F | UN2F UNP2 Ret #9 | Sink | Retired | Utility Network & Partners Inc. | UNP2
UN2L | UN2L UNP2 Ret #5 | Sink | Active | Utility Network & Partners Inc. | UNP2
UN2P | UN2P UNP2 Ret #6 | Sink | Active | Utility Network & Partners Inc. | UNP2
UN2R | UN2R UNP2 Ret #10 | Sink | Active | Utility Network & Partners Inc. | UNP2
UN2U | UN2U UNP2 Ret #2 | Sink | Active | Utility Network & Partners Inc. | UNP2
UN2W | UN2W UNP2 Ret #8 | Sink | Retired | Utility Network & Partners Inc. | UNP2
UN2X | UN2X UNP2 Ret #1 | Sink | Active | Utility Network & Partners Inc. | UNP2
UN3A | UN3A UNP3 Ret #5 | Sink | Active | Utility Network & Partners Inc. | UNP3
UN3C | UN3C UNP3 Ret #8 | Sink | Active | Utility Network & Partners Inc. | UNP3
UN3E | UN3E UNP3 Ret #4 | Sink | Active | Utility Network & Partners Inc. | UNP3
UN3F | UN3F UNP3 Ret #10 | Sink | Retired | Utility Network & Partners Inc. | UNP3
UN3L | UN3L UNP3 Ret #6 | Sink | Active | Utility Network & Partners Inc. | UNP3
UN3P | UN3P UNP3 Ret #7 | Sink | Active | Utility Network & Partners Inc. | UNP3
UN3R | UN3R UNP3 Ret #3 | Sink | Active | Utility Network & Partners Inc. | UNP3
UN3U | UN3U UNP3 Ret #2 | Sink | Active | Utility Network & Partners Inc. | UNP3
UN3W | UN3W UNP3 Ret #9 | Sink | Retired | Utility Network & Partners Inc. | UNP3
UN3X | UN3X UNP3 Ret #1 | Sink | Active | Utility Network & Partners Inc. | UNP3
UN4A | UN4A UNP4 Ret #3 | Sink | Active | Utility Network & Partners Inc. | UNP4
UN4C | UN4C UNP4 Ret #7 | Sink | Active | Utility Network & Partners Inc. | UNP4
UN4E | UN4E UNP4 Ret #4 | Sink | Active | Utility Network & Partners Inc. | UNP4
UN4F | UN4F UNP4 Ret #9 | Sink | Retired | Utility Network & Partners Inc. | UNP4
UN4L | UN4L UNP4 Ret #5 | Sink | Active | Utility Network & Partners Inc. | UNP4
UN4P | UN4P UNP4 Ret #6 | Sink | Active | Utility Network & Partners Inc. | UNP4
UN4R | UN4R UNP4 Ret #10 | Sink | Active | Utility Network & Partners Inc. | UNP4
UN4U | UN4U UNP4 Ret #2 | Sink | Active | Utility Network & Partners Inc. | UNP4
UN4W | UN4W UNP4 Ret #8 | Sink | Retired | Utility Network & Partners Inc. | UNP4
UN4X | UN4X UNP4 Ret #1 | Sink | Active | Utility Network & Partners Inc. | UNP4
UN5A | UN5A UNP5 Ret #3 | Sink | Active | Utility Network & Partners Inc. | UNP5
UN5C | UN5C UNP5 Ret #7 | Sink | Active | Utility Network & Partners Inc. | UNP5
UN5E | UN5E UNP5 Ret #4 | Sink | Active | Utility Network & Partners Inc. | UNP5
UN5L | UN5L UNP5 Ret #5 | Sink | Active | Utility Network & Partners Inc. | UNP5
UN5P | UN5P UNP5 Ret #6 | Sink | Active | Utility Network & Partners Inc. | UNP5
UN5R | UN5R UNP5 Ret #10 | Sink | Active | Utility Network & Partners Inc. | UNP5
UN5U | UN5U UNP5 Ret#2 | Sink | Active | Utility Network & Partners Inc. | UNP5
UN5W | UN5W UNP5 Ret #8 | Sink | Retired | Utility Network & Partners Inc. | UNP5
UN5X | UN5X UNP5 Ret #1 | Sink | Active | Utility Network & Partners Inc. | UNP5
UN6A | UN6A UNP6 Ret #3 | Sink | Active | Utility Network & Partners Inc. | UNP6
UN6C | UN6C UNP6 Ret #7 | Sink | Active | Utility Network & Partners Inc. | UNP6
UN6E | UN6E UNP6 Ret #4 | Sink | Active | Utility Network & Partners Inc. | UNP6
UN6F | UN6F UNP6 Ret #9 | Sink | Retired | Utility Network & Partners Inc. | UNP6
UN6L | UN6L UNP6 Ret #5 | Sink | Active | Utility Network & Partners Inc. | UNP6
UN6P | UN6P UNP6 Ret #6 | Sink | Active | Utility Network & Partners Inc. | UNP6
UN6R | UN6R UNP6 Ret #10 | Sink | Active | Utility Network & Partners Inc. | UNP6
UN6U | UN6U UNP6 Ret #2 | Sink | Active | Utility Network & Partners Inc. | UNP6
UN6W | UN6W UNP6 Ret #8 | Sink | Retired | Utility Network & Partners Inc. | UNP6
UN6X | UN6X UNP6 Ret #1 | Sink | Active | Utility Network & Partners Inc. | UNP6
UN7A | UN7A UNP7 Ret #5 | Sink | Active | Utility Network & Partners Inc. | UNP7
UN7C | UN7C UNP7 Ret #8 | Sink | Active | Utility Network & Partners Inc. | UNP7
UN7E | UN7E UNP7 Ret #2 | Sink | Active | Utility Network & Partners Inc. | UNP7
UN7F | UN7F UNP7 Ret #10 | Sink | Retired | Utility Network & Partners Inc. | UNP7
UN7L | UN7L UNP7 Ret #6 | Sink | Active | Utility Network & Partners Inc. | UNP7
UN7P | UN7P UNP7 Ret #7 | Sink | Active | Utility Network & Partners Inc. | UNP7
UN7R | UN7R UNP7 Ret #4 | Sink | Active | Utility Network & Partners Inc. | UNP7
UN7U | UN7U UNP7 Ret #3 | Sink | Active | Utility Network & Partners Inc. | UNP7
UN7W | UN7W UNP7 Ret #9 | Sink | Retired | Utility Network & Partners Inc. | UNP7
UN7X | UN7X UNP7 Ret #1 | Sink | Active | Utility Network & Partners Inc. | UNP7
UN8A | UN8A UNP8 Ret #1 | Sink | Active | Utility Network & Partners Inc. | UNP8
UN8C | UN8C UNP8 Ret #8 | Sink | Active | Utility Network & Partners Inc. | UNP8
UN8E | UN8E UNP8 Ret #4 | Sink | Active | Utility Network & Partners Inc. | UNP8
UN8F | UN8F UNP8 Ret #10 | Sink | Retired | Utility Network & Partners Inc. | UNP8
UN8L | UN8L UNP8 Ret #6 | Sink | Active | Utility Network & Partners Inc. | UNP8
UN8P | UN8P UNP8 Ret #7 | Sink | Active | Utility Network & Partners Inc. | UNP8
UN8R | UN8R UNP8 Ret #3 | Sink | Active | Utility Network & Partners Inc. | UNP8
UN8U | UN8U UNP8 Ret #5 | Sink | Active | Utility Network & Partners Inc. | UNP8
UN8W | UN8W UNP8 Ret #9 | Sink | Retired | Utility Network & Partners Inc. | UNP8
UN8X | UN8X UNP8 Ret #2 | Sink | Active | Utility Network & Partners Inc. | UNP8
UN9A | UN9A UNP9 Ret #1 | Sink | Active | Utility Network & Partners Inc. | UNP9
UN9C | UN9C UNP9 Ret #8 | Sink | Active | Utility Network & Partners Inc. | UNP9
UN9E | UN9E UNP9 Ret #2 | Sink | Active | Utility Network & Partners Inc. | UNP9
UN9F | UN9F UNP9 Ret #10 | Sink | Retired | Utility Network & Partners Inc. | UNP9
UN9L | UN9L UNP9 Ret #4 | Sink | Active | Utility Network & Partners Inc. | UNP9
UN9P | UN9P UNP9 Ret #7 | Sink | Active | Utility Network & Partners Inc. | UNP9
UN9R | UN9R UNP9 Ret #6 | Sink | Active | Utility Network & Partners Inc. | UNP9
UN9U | UN9U UNP9 Ret #3 | Sink | Active | Utility Network & Partners Inc. | UNP9
UN9W | UN9W UNP9 Ret #9 | Sink | Retired | Utility Network & Partners Inc. | UNP9
UN9X | UN9X UNP9 Ret #5 | Sink | Active | Utility Network & Partners Inc. | UNP9
UNC+ | UNC+ UNCA FM Buy | Sink | Active | FortisAlberta Inc. | UNCA
UNC- | UNC- UNCA FM Sell | Source | Active | FortisAlberta Inc. | UNCA
UNC1 | UNC1 Z-1501 Utilicorp | Sink | Active | FortisAlberta Inc. | UNCA
UNCA | UNCA Firm Load | Sink | Retired | FortisAlberta Inc. | UNCA
UNF5 | UNF5 UNP5 Ret #9 | Sink | Retired | Utility Network & Partners Inc. | UNP5
UOA1 | UOA1 UofA Generator | Source | Active | University of Alberta | UOFA
UOC1 | UOC1 U of C Generator | Source | Active | University of Calgary | UOFC
URIC | URIC URICA LSSi | Sink | Active | URICA Energy Real Time Ltd. | URIC
UTE1 | UTC Export Unit - BCH Tie | Sink | Retired | Utility Trade Corp. | UTC
UTE2 | UTC Export Unit - SPC Tie | Sink | Retired | Utility Trade Corp. | UTC
UTI1 | UTC Import Unit - BCH Tie | Source | Retired | Utility Trade Corp. | UTC
UTI2 | UTC Import Unit - SPC Tie | Source | Retired | Utility Trade Corp. | UTC
VC1A | VC1A VCTR Ret #1 | Sink | Retired | Vector Energy Ltd. | VCTR
VC1E | VC1E VCTR Ret #2 | Sink | Retired | Vector Energy Ltd. | VCTR
VC1L | VC1L VCTR Ret #4 | Sink | Retired | Vector Energy Ltd. | VCTR
VC1P | VC1P VCTR Ret #5 | Sink | Retired | Vector Energy Ltd. | VCTR
VC1R | VC1R VCTR Ret #7 | Sink | Retired | Vector Energy Ltd. | VCTR
VC1U | VC1U VCTR Ret #3 | Sink | Retired | Vector Energy Ltd. | VCTR
VC1X | VC1X VCTR Ret #6 | Sink | Retired | Vector Energy Ltd. | VCTR
VC2A | VC2A VECT Ret #1 | Sink | Retired | Vector Energy Ltd. | VECT
VC2E | VC2E VECT Ret #2 | Sink | Retired | Vector Energy Ltd. | VECT
VC2U | VC2U VECT Ret #3 | Sink | Retired | Vector Energy Ltd. | VECT
VC2X | VC2X VECT Ret #4 | Sink | Retired | Vector Energy Ltd. | VECT
VE01 | VE01 Kipp Road Wind Plant | Source | Retired | Ventosus Energy Ltd | VEL
VE1A | VE1A VEA SR #2 | Sink | Retired | Viking Holdings Inc. | VEA
VE1U | VE1U VEA SR #1 | Sink | Retired | Viking Holdings Inc. | VEA
VIBC | VIBC VITO BC Import | Source | Retired | Vitol Inc. | VITO
VISK | VISK VITO Sask Import | Source | Retired | Vitol Inc. | VITO
VIXB | VIXB VITO BC Export | Sink | Retired | Vitol Inc. | VITO
VIXS | VIXS VITO Sask Export | Sink | Retired | Vitol Inc. | VITO
VM1A | VM1A VMS SR#2 | Sink | Retired | VISTA Midstream Solutions Ltd | VMS
VM1U | VM1U VMS SR#1 | Sink | Retired | VISTA Midstream Solutions Ltd | VMS
VMS+ | VMS+ VMS FM Buy | Sink | Retired | VISTA Midstream Solutions Ltd | VMS
VMS- | VMS- VMS FM Sell | Source | Retired | VISTA Midstream Solutions Ltd | VMS
VOCG | VOCG VOLT Calgary SUPL | Sink | Active | Voltus Energy Canada Ltd. | VOLT
VOCW | VOCW VOLT Central West SUPL | Sink | Active | Voltus Energy Canada Ltd. | VOLT
VOED | VOED VOLT Edmonton SUPL | Sink | Active | Voltus Energy Canada Ltd. | VOLT
VONW | VONW VOLT North West SUPL | Sink | Active | Voltus Energy Canada Ltd. | VOLT
VP1A | VP1A VPC2 Ret #1 | Sink | Active | ENMAX Energy Corporation | VPC2
VP1C | VP1C VPC2 Ret #3 | Sink | Active | ENMAX Energy Corporation | VPC2
VP1E | VP1E VPC2 Ret #6 | Sink | Active | ENMAX Energy Corporation | VPC2
VP1F | VP1F VPC2 Ret #10 | Sink | Retired | ENMAX Energy Corporation | VPC2
VP1L | VP1L VPC2 Ret #4 | Sink | Active | ENMAX Energy Corporation | VPC2
VP1P | VP1P VPC2 Ret #7 | Sink | Active | ENMAX Energy Corporation | VPC2
VP1R | VP1R VPC2 Ret #5 | Sink | Active | ENMAX Energy Corporation | VPC2
VP1U | VP1U VPC2 Ret #8 | Sink | Active | ENMAX Energy Corporation | VPC2
VP1W | VP1W VPC2 Ret #9 | Sink | Retired | ENMAX Commercial Services Inc. | VPC2
VP1X | VP1X VPC2 Ret #2 | Sink | Active | ENMAX Energy Corporation | VPC2
VQ1 | VQ1 Castle River East | Source | Retired | Vision Quest Windelectric Inc. | VQW
VQ2 | VQ2 VER2148 | Source | Active | TransAlta Corporation | VQW
VQ3 | VQ3 END2997 | Source | Active | TransAlta Corporation | VQW
VQ4 | VQ4 DGE2998 | Source | Active | TransAlta Corporation | VQW
VQ5 | VQ5 Castle River South | Source | Retired | Vision Quest Windelectric Inc. | VQW
VQ6 | VQ6 WTN11141 | Source | Active | TransAlta Corporation | VQW
VQW | VQW TC Load | Sink | Active | TransAlta Corporation | VQW
VQW+ | VQW+ VQW FM Buy | Sink | Active | TransAlta Corporation | VQW
VQW- | VQW- VQW FM Sell | Source | Active | TransAlta Corporation | VQW
VVW1 | VVW1 Valley View 1 | Source | Active | ATCO Power Canada Ltd. | CUPC
VVW2 | VVW2 Valley View 2 | Source | Active | ATCO Power Canada Ltd. | CUPC
WB1 | WB1 Wabamun #1 | Source | Retired | TransAlta Utilities Corp. | TAU
WB2 | WB2 Wabamun #2 | Source | Retired | TransAlta Utilities Corp. | TAU
WB3 | WB3 Wabamun #3 | Source | Retired | ENMAX Energy Corporation | EEC
WB4 | WB4 Wabamun #4 | Source | Retired | TransAlta Generation Partnership | TAU
WC1A | WC1A WCP SR | Sink | Retired | Weatherford Canada Partnership | WCP
WC1E | WC1E WCP SR | Sink | Retired | Weatherford Canada Partnership | WCP
WC1R | WC1R WCP SR5 | Sink | Retired | Weatherford Canada Partnership | WCP
WC1U | WC1U WCP SR#1 | Sink | Retired | Weatherford Canada Partnership | WCP
WC1X | WC1X WCP SR | Sink | Retired | Weatherford Canada Partnership | WCP
WCD1 | WCD1 West Cadotte | Source | Active | Genalta III GP Ltd. | GENT
WE1A | WE1A WEYR SR#1 | Sink | Retired | Weyerhaeuser, Grande Prairie | WEYR
WE1U | WE1U WEYR SR#2 | Sink | Retired | Weyerhaeuser, Grande Prairie | WEYR
WE1X | WE1X WEST SR #1 | Sink | Retired | The Westin Calgary | WEST
WEY+ | WEY+ WEYR FM Buy | Sink | Active | Weyerhaeuser Company Ltd. | WEYR
WEY- | WEY- WEYR FM Sell | Source | Active | Weyerhaeuser Company Ltd. | WEYR
WEY1 | WEY1 Steam Turbine 48MW | Source | Active | International Paper Canada Pulp Holdings ULC | INPR
WF1A | WF1A WFML SR#1 | Sink | Active | West Fraser Mills Ltd. | WFML
WF1E | WF1E WFML SR#4 | Sink | Active | West Fraser Mills Ltd. | WFML
WF1L | WF1L WFML R#6 | Sink | Active | West Fraser Mills Ltd. | WFML
WF1R | WF1R WFML R#5 | Sink | Active | West Fraser Mills Ltd. | WFML
WF1U | WF1U WFML SR#3 | Sink | Active | West Fraser Mills Ltd. | WFML
WF1X | WF1X WFML SR#2 | Sink | Active | West Fraser Mills Ltd. | WFML
WFM+ | WFM+ WFML FM Buy | Sink | Active | West Fraser Mills Ltd. | WFML
WFM- | WFM- WFML FM Sell | Source | Active | West Fraser Mills Ltd. | WFML
WFML | WFML Interruptible Load | Sink | Active | West Fraser Mills Ltd. | WFML
WGPA | WGPA Willesden | Source | Retired | Altek Independent Power Corp | AIPC
WGE1 | WGS Export from BC | Sink | Retired | Engage Energy Canada L.P. | WGS
WGI1 | WGS Import from BC | Source | Retired | Engage Energy Canada L.P. | WGS
WP1A | WP1A WPS Ret #1 | Sink | Retired | Integrys Energy Services of Canada Corp. | WPS
WP1C | WP1C WPS Ret #7 | Sink | Retired | Integrys Energy Services of Canada Corp. | WPS
WP1E | WP1E WPS Ret #5 | Sink | Retired | Integrys Energy Services of Canada Corp. | WPS
WP1F | WP1F WPS Ret #9 | Sink | Retired | Integrys Energy Services of Canada Corp. | WPS
WP1L | WP1L WPS Ret #3 | Sink | Retired | Integrys Energy Services of Canada Corp. | WPS
WP1R | WP1R WPS Ret #4 | Sink | Retired | Integrys Energy Services of Canada Corp. | WPS
WP1U | WP1U WPS Ret #6 | Sink | Retired | Integrys Energy Services of Canada Corp. | WPS
WP1W | WP1W WPS Ret #8 | Sink | Retired | Integrys Energy Services of Canada Corp. | WPS
WP1X | WP1X WPS Ret #2 | Sink | Retired | Integrys Energy Services of Canada Corp. | WPS
WP2E | WP2E WPS Ret #10 | Sink | Retired | Integrys Energy Services of Canada Corp. | WPS
WPR1 | WPR1 West Peace River | Source | Active | Canamax Energy Ltd. | CNMX
WR1 | WR1 Willabar Ranch | Source | Retired | Willabar Ranch Limited | WRL
WR1U | WR1U WRRL SR | Sink | Active | Wild Rose REA Ltd. | WRRL
WR2U | WR2U WRR2 SR | Sink | Retired | Wild Rose REA Ltd. | WRR2
WS01 | WS01 Suntec #1 | Source | Retired | Western Symbiotics Ltd. | WSL
WS1E | WS1E WSF SR #1 | Sink | Inactive | Waiward Energy Corporation | WEC
WSF1 | WSF1 Waiward Steel Gen #1 | Source | Retired | Waiward Energy Corporation | WEC
WST1 | WST1 Westlock | Source | Active | TransAlta Generation Partnership | TAUS
WST2 | WST2 Westlock excess | Source | Retired | Primary Power of WesternCanada | DVPP
WTRN | WTRN Waterton | Source | Active | TransAlta Corporation | TAC2
WTS | WTS UTH13916 | Source | Active | TransAlta Corporation | VQW
WTX+ | WTX+ WTX FM Buy | Sink | Active | Alberta Watt Exchange Ltd. | WTX
WTX- | WTX- WTX FM Sell | Source | Active | Alberta Watt Exchange Ltd. | WTX
WW1U | WW1U WWDC SR#1 | Sink | Retired | Weldwood of Canada Limited | WWDC
WWD+ | WWD+ WWDC FM Buy | Sink | Retired | Weldwood of Canada Limited | WWDC
WWD- | WWD- WWDC FM Sell | Source | Retired | Weldwood of Canada Limited | WWDC
WWD1 | WWD1 Weldwood | Source | Active | West Fraser Mills Ltd. | WFML
WWD2 | WWD2 Weldwood 30MW Steam Turb. | Source | Retired | West Fraser Mills Ltd. | WFML
WWTP | WWTP CGP Wastewater | Source | Retired | City of Grande Prairie | CGP
WGP1 | Willesden Green Power1 | Source | Retired | Columbia Power Systems | CPS
IPE1 | Williams Lk Gen St - BCH | Sink | Retired | Inland Pacific Energy Services | IPES
IPI1 | Williams Lk Gen St - BCH | Source | Retired | Inland Pacific Energy Services | IPES
XO1A | XO1A XOEC Retail #1 | Sink | Active | Xoom Energy Canada, ULC | XOEC
XO1C | XO1C XOEC Retail #6 | Sink | Active | Xoom Energy Canada, ULC | XOEC
XO1E | XO1E XOEC Retail #2 | Sink | Active | Xoom Energy Canada, ULC | XOEC
XO1F | XO1F XOEC Retail #9 | Sink | Retired | Xoom Energy Canada, ULC | XOEC
XO1L | XO1L XOEC Retail #5 | Sink | Active | Xoom Energy Canada, ULC | XOEC
XO1P | XO1P XOEC Retail #10 | Sink | Active | Xoom Energy Canada, ULC | XOEC
XO1R | XO1R XOEC Retail #7 | Sink | Active | Xoom Energy Canada, ULC | XOEC
XO1U | XO1U XOEC Retail #4 | Sink | Active | Xoom Energy Canada, ULC | XOEC
XO1W | XO1W XOEC Retail #8 | Sink | Retired | Xoom Energy Canada, ULC | XOEC
XO1X | XO1X XOEC Retail #3 | Sink | Active | Xoom Energy Canada, ULC | XOEC
XO2E | XO2E XOEC Retail #11 | Sink | Active | Xoom Energy Canada, ULC | XOEC
YR1U | YR1U YREA SR#1 | Sink | Retired | Yellowhead REA Ltd | YREA
MUL1 | MUL1 Mulligan | Source | Active | Tourmaline Oil Corp. | TMOC
BHL1 | BHL1 Bellshill | Source | Active | Genalta III GP Ltd. | GENT

## Heat_Rates
Aurora_ID | Aurora_Name | Utility | Heat Rate | Capacity | Fuel | Heat Rate At Minimum | AESO Class | ID Check | GHG_ID
5959 | Battle River 3 | ATCO Electric Ltd. | 10502 | 149 | CoalWCA | 11132.12 | Coal | 5959 | 5959
5960 | Battle River 4 | ATCO Electric Ltd. | 10500 | 155 | CoalWCA | 11130 | Coal | 5960 | 5960
5961 | Battle River 5 | ATCO Electric Ltd. | 10356 | 385 | CoalWCA | 10977.36 | Coal | 5961 | 5961
5962 | Milner 1 | Alberta Power Limited | 10501 | 144 | CoalWCA | 11131.06 | Coal | 5962 | 5962
5966 | Sheerness 1 | ATCO Electric Ltd. | 10100 | 400 | CoalWCA | 10706 | Coal | 5966 | 5966
5967 | Sheerness 2 | ATCO Electric Ltd. | 10100 | 390 | CoalWCA | 10706 | Coal | 5967 | 5967
6371 | Clover Bar Energy Centre (CE) 1 | EPCOR | 9630 | 48 | NG2AB | 9630 | Simple Cycle | 6371 | 6371
6372 | Clover Bar Energy Centre (CE) 2 | EPCOR | 8970 | 101 | NG2AB | 8970 | Simple Cycle | 6372 | 6372
6373 | Clover Bar Energy Centre (CE) 3 | EPCOR | 8970 | 101 | NG2AB | 8970 | Simple Cycle | 6373 | 6373
6375 | Genesee 1 | Edmonton Power | 9950 | 400 | CoalWCA | 10547 | Coal | 6375 | 6375
6376 | Genesee 2 | Edmonton Power | 9950 | 400 | CoalWCA | 10547 | Coal | 6376 | 6376
6626 | Medicine Hat 10 (CT10R) | Medicine Hat, City of | 9900 | 27.2 | NG2AB | 11187 | Combined Cycle | 6626 | 6626
6627 | Medicine Hat 11 (CT11R) | Medicine Hat, City of | 9900 | 27.2 | NG2AB | 11187 | Combined Cycle | 6627 | 6627
6628 | Medicine Hat 12 (ST12) | Medicine Hat, City of | 16500 | 33 | NGAB | 18645 | Combined Cycle | 6628 | 6628
6629 | Medicine Hat 3R (ST3R) | Medicine Hat, City of | 17000 | 33 | NGAB | 19210 | Combined Cycle | 6629 | 6629
6626 | Medicine Hat #1 (CMH1) | Medicine Hat, City of | 9900 | 255 | NG1AB | 56 | Combined Cycle | 6626 | 6626
7727 | Bighorn 1-2 | TransAlta Utilities Corporation | 0 | 120 | WAT | 0 | Hydro | 7727 | 0
7728 | Bow Hydro System 1-22 Bow River AB | TransAlta Utilities Corporatio | 0 | 320 | WAT | 0 | Hydro | 7728 | 0
7729 | Brazeau 1-2 | TransAlta Utilities Corporatio | 0 | 350 | WAT | 0 | Hydro | 7729 | 0
7730 | Keephills 1 | TransAlta Utilities Corporatio | 10222 | 395 | CoalWCA | 8098.4 | Coal | 7730 | 7730
7731 | Keephills 2 | TransAlta Utilities Corporatio | 10222 | 395 | CoalWCA | 8098.4 | Coal | 7731 | 7731
7733 | Sundance 1 | TransAlta Utilities Corporatio | 10401 | 280 | CoalWCA | 11025.06 | Coal | 7733 | 7733
7734 | Sundance 2 | TransAlta Utilities Corporatio | 10400 | 280 | CoalWCA | 11024 | Coal | 7734 | 7734
7735 | Sundance 3 | TransAlta Utilities Corporatio | 10360 | 368 | CoalWCA | 10981.6 | Coal | 7735 | 7735
7736 | Sundance 4 | TransAlta Utilities Corporatio | 10300 | 406 | CoalWCA | 10918 | Coal | 7736 | 7736
7737 | Sundance 5 | TransAlta Utilities Corporatio | 10300 | 406 | CoalWCA | 10918 | Coal | 7737 | 7737
7738 | Sundance 6 | TransAlta Utilities Corporatio | 10357 | 401 | CoalWCA | 10978.42 | Coal | 7738 | 7738
7743 | Weyerhauser 1 | TransAlta Utilities Corporatio (International Paper Canada Pulp Holdings ULC) | 5000 | 48 | OT | 5300 | Biomass and Other | 7743 | 7743
7744 | Whitecourt Power LP 1 | TransAlta Utilities Corporatio (Whitecourt Power Ltd.) | 8000 | 25 | OT | 8480 | Biomass and Other | 7744 | 7744
8103 | Syncrude Aurora 1 | Syncrude; AESO | 13000 | 155 | NGAB | 14690 | Cogeneration | 8103 | 8103
8109 | Balzac Power Station (Nexen 1) | Nexen and Enmax Energy Corporation | 8900 | 120 | NG1AB | 10057 | Combined Cycle | 8109 | 8109
8117 | Cowley Ridge North Wind Farm (Nonutility Wind 6) | TransAlta Corporation | 0 | 20 | WND | 0 | Wind | 8117 | 0
8142 | Nova Joffre Cogen | ATCO+EPCOR+NOVAChemicals | 6900 | 474 | NG1AB | 7797 | Cogeneration | 8142 | 8142
8155 | Poplar Hill | ATCO Power (IPP) | 9000 | 48 | NG2AB | 9000 | Simple Cycle | 8155 | 8155
8156 | Primrose Cogeneration | ATCO Power & Amoco | 7415 | 100 | NG2AB | 8378.95 | Cogeneration | 8156 | 8156
8157 | Rainbow 4 (Rainbow Lake #1 on AESO ETS) | ATCO & Husky Oil | 9100 | 47 | NGAB | 10283 | Cogeneration | 8157 | 8157
8159 | Redwater Cogeneration #1 | TransCanada | 9100 | 46 | NGAB | 10283 | Cogeneration | 8159 | 8159
8176 | Oldman River | ATCO | 0 | 32 | WAT | 0 | Hydro | 8176 | 0
8761 | Dapp/Westlock DVP | AESO; Drayton Valley Power | 0 | 11 | OT | 0 | Biomass and Other | 8761 | 8761
8763 | Drywood 1-2 | Canadian Gas & Electric | 10000 | 6 | NG2AB | 10000 | Simple Cycle | 8763 | 8763
8765 | U of A #1-2 (Edmonton) | U of A; Alberta Electric System Operator | 13000 | 39 | NG2AB | 14690 | Cogeneration | 8765 | 8765
8768 | Syncrude (Fort McMurray) #1-3 | Syncrude Aurora; AESO | 8200 | 125 | NGAB | 9266 | Cogeneration | 8768 | 8768
8769 | Syncrude (Fort McMurray) #4-6 | Syncrude Aurora; AESO | 8200 | 150 | NGAB | 9266 | Cogeneration | 8769 | 8769
8770 | Fort Nelson | TransAlta | 8860 | 73 | NG1AB | 10011.8 | Combined Cycle | 8770 | 8770
8771 | Gold Creek | TransAlta Utilities Corporatio (Whitecourt Power Ltd.) | 10000 | 5 | OT | 10600 | Biomass and Other | 8771 | 8771
8781 | Suncor Cogen/Poplar Creek Ph 1 | TransAlta | 7600 | 300 | NGAB | 8588 | Cogeneration | 8781 | 8781
8782 | Suncor Tar Island/Poplar Creek Ph 2 | TransAlta | 8200 | 76 | NGAB | 9266 | Cogeneration | 8782 | 8782
8787 | Scotford (B) (Air Liquide 1) | Shell Air Liquide (AESO) | 7600 | 96 | NG2AB | 8588 | Cogeneration | 8787 | 8787
8800 | Calgary Energy Centre | ENMAX Energy | 8270 | 320 | NGAB | 9345.1 | Cogeneration | 8800 | 8800
8803 | Carseland | TransCanada | 9100 | 95 | NG2AB | 10283 | Cogeneration | 8803 | 8803
8804 | Cavalier Power Station GEN1-3 | PanCanadian/ESBI Alberta, Ltd. | 9100 | 120 | NGAB | 10283 | Combined Cycle | 8804 | 8804
8832 | Muskeg River (MRM Cogen, half to grid) | ATCO & SaskPower | 7600 | 202 | NGAB | 8588 | Cogeneration | 8832 | 8832
8835 | Castle River (Pincher Creek A) | Vision Quest Windelectric | 0 | 10 | WND | 0 | Wind | 8835 | 0
8836 | Castle River (Pincher Creek B) | Vision Quest Windelectric | 0 | 29 | WND | 0 | Wind | 8836 | 0
8854 | Valleyview #1, #2 (AB) | ATCO | 9800 | 100 | NG2AB | 9800 | Simple Cycle | 8854 | GT-NG
8860 | Chin Chute | Irrican Power/Alberta Electric System Operator | 0 | 15 | WAT | 0 | Hydro | 8860 | 0
8861 | Raymond Reservoir | Irrican Power | 0 | 21 | WAT | 0 | Hydro | 8861 | 0
9020 | McBride Lake 1 (Vision Quest) | Vision Quest Windelectric | 0 | 73 | WND | 0 | Wind | 9020 | 0
9021 | Scotford (A) | ATCO/Shell | 7600 | 195 | NGAB | 8588 | Cogeneration | 9021 | 9021
9161 | Bear Creek 1 (BCRK) | TransCanada Energy | 8200 | 64 | NGAB | 9266 | Cogeneration | 9161 | 9161
9161_2 | Bear Creek 2 (BCR2) | TransCanada Energy | 8200 | 36 | NGAB | 9266 | Cogeneration | 9161 | 9161
9181 | MacKay River Cogeneration Project | TransCanada Pipelines | 6760 | 197 | NGAB | 7638.8 | Cogeneration | 9181 | 9181
9204 | Taylor Coulee Chute Irrigation Headworks | Canadian Hydro and EPCOR | 0 | 14 | WAT | 0 | Hydro | 9204 | 0
9991 | Genesee 3 | Edmonton Power | 9000 | 466 | CoalWCA | 9540 | Coal | 9991 | 9991
9994 | Mahkeses #1&2 | ESBI Alberta, Ltd. | 10600 | 180 | NGAB | 11978 | Cogeneration | 9994 | 9994
10100 | Rainbow 5 | ATCO & Husky Oil | 9100 | 50 | NG2AB | 9100 | Simple Cycle | 10100 | 10100
10280 | ALPAC #1-3 (APF Athabasca) | AESO; Alberta Pacific Forest Ind | 0 | 131 | OT | 0 | Biomass and Other | 10280 | 10280
10289 | Dow Hydrocarbons Gen 1-2 | Alberta Electric System Operator | 10600 | 326 | NGAB | 11978 | Cogeneration | 10289 | 10289
10349 | Summerview I wind farm | TransAlta - VisionQuest | 0 | 66 | WND | 0 | Wind | 10349 | 0
10372 | Syncrude UE1 | ESBI Alberta, LTD | 8000 | 80 | NG1AB | 9040 | Cogeneration | 10372 | 10372
10522 | Foster Creek | Encana | 5300 | 98 | NGAB | 5989 | Cogeneration | 10522 | 10522
10546 | Medicine Hat #1 (CMH1) | Medicine Hat, City of | 9900 | 255 | NG2AB | 11187 | Combined Cycle | 10546 | 6626
10866 | Dickson Dam #1-3 | AESO | 0 | 15 | WAT | 0 | Hydro | 10866 | 0
10874 | Irrican 1 | Aquila/Alberta Electric System Operator | 0 | 7 | WAT | 0 | Hydro | 10874 | 0
10877 | Kettles Hill WF 1-5 (Phase I) | Benign Energy/Alberta Electric System Operator | 0 | 0 | WND | 0 | Wind | 10877 | 0
10878 | Kettles Hill WF 6-30 (Phase I) | Benign Energy/Alberta Electric System Operator | 0 | 63 | WND | 0 | Wind | 10878 | 0
10885 | Magrath WF | Suncor/AESO | 0 | 30 | WND | 0 | Wind | 10885 | 0
11002 | Taber Wind Farm | ENMAX Corporation | 0 | 81 | WND | 0 | Wind | 11002 | 0
11166 | Soderglen | GW Power Corporation and Nexen Inc | 0 | 71 | WND | 0 | Wind | 11166 | 0
11176 | Chin Chute Wind Power Project | Acciona Wind Energy Canada Inc | 0 | 30 | WND | 0 | Wind | 11176 | 0
11362 | Blue Trail (formerly Macleod Flats) wind farm | TransAlta Vision Quest | 0 | 66 | WND | 0 | Wind | 11362 | 0
11363 | CG&E Cogen 1 (Grand Prarie EcoPower, Grande Prairie AB) | Canadian G&E (Canadian Hydro Devel) | 10000 | 27 | OT | 10600 | Biomass and Other | 11363 | 11363
11365 | Keephills 3 | TransAlta/Epcor | 9010 | 463 | CoalWCA | 9550.6 | Coal | 11365 | 11365
11368 | Oldman River wind farm | Alberta Wind Energy Corp | 0 | 46 | WND | 0 | Wind | 11368 | 0
11369 | Summerview II wind farm | TransAlta Vision Quest | 0 | 66 | WND | 0 | Wind | 11369 | 0
11548 | Horizon Upgrading (Horizon Oil Sands) | Canadian Natural Resources Ltd. | 5300 | 203 | NGAB | 5989 | Cogeneration | 11548 | 11548
12549 | Wintering Hills Wind | Suncor Energy & Teck Resources | 0 | 88 | WND | 0 | Wind | 12549 | 0
12633 | Ardenville Wind Farm | TransAlta | 0 | 68 | WND | 0 | Wind | 12633 | 0
12634 | Ghost Pine Wind Energy Center | NextEra Energy | 0 | 82 | WND | 0 | Wind | 12634 | 0
12635 | Halkirk | Capital Power | 0 | 150 | WND | 0 | Wind | 12635 | 0
12639 | Medicine Hat 15 (CT15) | Medicine Hat, City of | 9400 | 44 | NG2AB | 10622 | Combined Cycle | 12639 | 10546
12656 | Firebag Oil Sands Cogen (Phases 1-4) | Suncor | 11530 | 473 | NGAB | 13028.9 | Cogeneration | 12656 | GT-NG
12657 | MEG Christina Lake Oil Sands Cogen | MEG Energy Corp | 7575 | 202 | NGAB | 8559.75 | Cogeneration | 12657 | GT-NG
12665 | Kearl Oil Sands Cogen | Imperial Oil | 4850 | 84 | NGAB | 5480.5 | Cogeneration | 12665 | GT-NG
12666 | Northern Prairie Power 1 | Constellation Energy | 11200 | 105 | NG2AB | 11200 | Simple Cycle | 12666 | GT-NG
12667 | Crossfield Energy Centre 1-3 | ENMAX Energy | 9300 | 144 | NG2AB | 9300 | Simple Cycle | 12667 | GT-NG
12676 | Daishowa (DMI) II | Daishowa-Marubeni International Ltd | 10000 | 52 | OT | 10600 | Biomass and Other | 12676 | GT-NG
12738 | Shepard Energy Centre | ENMAX Energy | 6950 | 860 | NGAB | 7853.5 | Combined Cycle | 12738 | CT-NG
14001 | Bull Creek 1 | BulEarth Renewables Inc | 0 | 13 | WND | 0 | Wind | 14001 | 0
14002 | Bull Creek 2 | BulEarth Renewables Inc | 0 | 16 | WND | 0 | Wind | 14002 | 0
14003 | Blackspring Ridge | EDF EN Canada Development Inc. | 0 | 300 | WND | 0 | Wind | 14003 | 0
14004 | Castle Rock Wind Farm | Castle Rock Ridge LP | 0 | 77 | WND | 0 | Wind | 14004 | 0
14005 | Christina Lake CVE | Cenovus | 4650 | 101 | NGAB | 5254.5 | Cogeneration | 14005 | GT-NG
14008 | U of C Generator (UOC1) | U of C | 8200 | 12 | NGAB | 9266 | Cogeneration | 14008 | GT-NG
14009 | Shell Caroline (SHCG)* | Shell | 4860 | 19 | NGAB | 5491.8 | Cogeneration | 14009 | GT-NG
14010 | Ralston (NAT1) | NAT-1 Limited Partnership | 9500 | 20 | NG2AB | 9500 | Simple Cycle | 14010 | GT-NG
14011 | NPC2 JL Landry (NPC2) (Elmworth 2) | Northstone Power Corp. | 8950 | 9 | NG2AB | 8950 | Simple Cycle | 14011 | GT-NG
14012 | NPC1 Denis St. Pierre (NPC1) (Elmworth 1) | Northstone Power Corp. | 12630 | 11 | NG2AB | 12630 | Simple Cycle | 14012 | GT-NG
14013 | Nabiye (IOR2)* | Imperial Oil | 7600 | 195 | NGAB | 8588 | Cogeneration | 14013 | GT-NG
14014 | Lindbergh (PEC1)* | Pengrowth Energy Corporation | 6250 | 16 | NGAB | 7062.5 | Cogeneration | 14014 | GT-NG
14015 | Lethbridge Taber (ME02) | Signalta Resources Limited | 10900 | 8 | NG2AB | 10900 | Simple Cycle | 14015 | GT-NG
14016 | Lethbridge Coaldale (ME04) | Signalta Resources Limited | 10900 | 6 | NG2AB | 10900 | Simple Cycle | 14016 | GT-NG
14017 | Lethbridge Burdett (ME03) | Signalta Resources Limited | 10900 | 7 | NG2AB | 10900 | Simple Cycle | 14017 | GT-NG
14018 | Judy Creek (GEN6) | Genalta GP II Ltd. | 10890 | 15 | NG2AB | 10890 | Simple Cycle | 14018 | GT-NG
14019 | House Mountain (HSM1) | ATCO Power Canada Ltd. | 8950 | 6 | NG2AB | 8950 | Simple Cycle | 14019 | GT-NG
14020 | High River (MFG1)* (Mazeppa Gas Plant) | MFC Power Limited Partnership | 8900 | 16 | NG2AB | 8900 | Simple Cycle | 14020 | GT-NG
14021 | Edson (TLM2) | Repsol Canada Energy Partnership | 11850 | 13 | NGAB | 13390.5 | Cogeneration | 14021 | GT-NG
14022 | Carson Creek (GEN5) | Genalta GP II Ltd. | 10900 | 15 | NG2AB | 10900 | Simple Cycle | 14022 | GT-NG
14023 | Camrose (CRG1)* | Cargill Limited | 7600 | 10 | NGAB | 8588 | Cogeneration | 14023 | GT-NG
14024 | BuckLake (PW01) | Keyera Partnership | 8200 | 5 | NGAB | 9266 | Cogeneration | 14024 | GT-NG
14025 | Base Plant (SCR1) | Suncor Energy Inc. | 8000 | 50 | NGAB | 9040 | Cogeneration | 14025 | GT-NG
14026 | AltaGas Parkland (ALP2) | AltaGas Ltd. | 10200 | 10 | NG2AB | 10200 | Simple Cycle | 14026 | GT-NG
14027 | AltaGas Harmattan (HMT1) | AltaGas Ltd. | 8200 | 45 | NGAB | 9266 | Cogeneration | 14027 | GT-NG
14028 | AltaGas Bantry (ALP1) | AltaGas Ltd. | 9960 | 7 | NG2AB | 9960 | Simple Cycle | 14028 | GT-NG
14029 | AB Newsprint (ANC1) | Alberta Newsprint Company | 8830 | 63 | NG2AB | 8830 | Simple Cycle | 14029 | GT-NG
14030 | West Cadotte (WCD1) | Genalta III GP Ltd. | 9500 | 20 | NG2AB | 9500 | Simple Cycle | 14030 | GT-NG
14031 | Weldwood #1-2 | West Fraser Mills | 12000 | 50 | OT | 12720 | Biomass and Other | 14031 | 10307
14032 | Cancarb #1 (Medicine Hat) | Cancarb Ltd | 12000 | 42 | OT | 12720 | Biomass and Other | 14032 | 8774
14033 | NRGreen - uses wate heat from compression stations | Alliance, Veresen | 0 | 16 | OT | 0 | Biomass and Other | 14033 | 0
14034 | Slave Lake | West Fraser Mills | 12000 | 9 | OT | 12720 | Biomass and Other | 14034 | GT-NG
14035 | Westlock | TransAlta Generation Partnership | 0 | 18 | OT | 0 | Biomass and Other | 14035 | 0
14042 | Fort Hills | Suncor Energy Operating Inc. | 4163 | 199 | NGAB | 4704.19 | Cogeneration | 14042 | GT-NG
14043 | Brooks 1 Solar | GTE | 0 | 15 | SUN | 0 | Solar PV | 14043 | 0
11366_2 | Long Lake #2 (Ft McMurray AB) | OPTI/Nexen | 5260 | 220 | NGAB | 5943.8 | Cogeneration | 11366_2 | 11366
99999 | Generic Exports |  | 0 | 3 | Trade | 0 | Trade | 99999 | 0
99993 | BC Imports |  | 0 | 3 | Trade | 0 | Trade | 99993 | BC_IMP
99991 | SK Imports |  | 0 | 3 | Trade | 0 | Trade | 99991 | SK_IMP
99992 | WECC Imports |  | 0 | 3 | Trade | 0 | Trade | 99992 | WECC_IMP
99994 | MT Imports |  | 0 | 3 | Trade | 0 | Trade | 99994 | MT_IMP
999999 | Taylor Wind | TransAlta Corporation | 0 | 3 | WND | 0 | Wind | 999999 | 0
1234567 | Sturgeon 1 | ATCO & Husky Oil | 9100 | 10 | NG2AB | 9100 | Simple Cycle | 1234567 | GT-NG
12345678 | Sturgeon 2 | ATCO & Husky Oil | 9100 | 8 | NG2AB | 9100 | Simple Cycle | 12345678 | GT-NG
MUL1 | Mulligan 1 | Toumaline | 12000 | 5 | NG2AB | MUL1 | Simple Cycle | MUL1 | GT-NG

## GHG_Rates
Pollutant | GHG_ID | Poln_rate
CO2 | CC-NG | 119
NOX | CC-NG | 0.037
SO2 | CC-NG | 0.0007
CO2 | CoalAZ | 206
NOX | CoalAZ | 0.27
SO2 | CoalAZ | 0.55
CO2 | CoalCA | 205
NOX | CoalCA | 0.4
SO2 | CoalCA | 0.8
CO2 | CoalCAN | 205
NOX | CoalCAN | 0.4
SO2 | CoalCAN | 1
CO2 | CoalCO | 207
NOX | CoalCO | 0.38
SO2 | CoalCO | 0.68
CO2 | CoalECAR | 207
NOX | CoalECAR | 0.4
SO2 | CoalECAR | 1.4
CO2 | CoalENTG | 209
NOX | CoalENTG | 0.35
SO2 | CoalENTG | 0.54
CO2 | CoalERCT | 212
NOX | CoalERCT | 0.15
SO2 | CoalERCT | 0.56
CO2 | CoalFRCC | 206
NOX | CoalFRCC | 0.42
SO2 | CoalFRCC | 1.16
CO2 | CoalMAIN | 209
NOX | CoalMAIN | 0.39
SO2 | CoalMAIN | 0.65
CO2 | CoalMAPP | 211
NOX | CoalMAPP | 0.48
SO2 | CoalMAPP | 0.75
CO2 | CoalMT | 208
NOX | CoalMT | 0.37
SO2 | CoalMT | 0.28
CO2 | CoalNE | 206
NOX | CoalNE | 0.27
SO2 | CoalNE | 0.69
CO2 | CoalNM | 206
NOX | CoalNM | 0.4
SO2 | CoalNM | 0.72
CO2 | CoalNV | 207
NOX | CoalNV | 0.42
SO2 | CoalNV | 0.8
CO2 | CoalNYSE | 205
NOX | CoalNYSE | 0.31
SO2 | CoalNYSE | 1.14
CO2 | CoalNYUP | 205
NOX | CoalNYUP | 0.38
SO2 | CoalNYUP | 2.6
CO2 | CoalONT | 205
NOX | CoalONT | 0.4
SO2 | CoalONT | 1
CO2 | CoalPJME | 205
NOX | CoalPJME | 0.33
SO2 | CoalPJME | 1.5
CO2 | CoalPJMW | 206
NOX | CoalPJMW | 0.39
SO2 | CoalPJMW | 2.24
CO2 | CoalQC | 205
NOX | CoalQC | 0.42
SO2 | CoalQC | 0.54
CO2 | CoalSERS | 206
NOX | CoalSERS | 0.39
SO2 | CoalSERS | 1.1
CO2 | CoalSPP | 208
NOX | CoalSPP | 0.34
SO2 | CoalSPP | 0.6
CO2 | CoalTVA | 206
NOX | CoalTVA | 0.39
SO2 | CoalTVA | 0.23
CO2 | CoalVAC | 204
NOX | CoalVAC | 0.4
SO2 | CoalVAC | 1.3
CO2 | CoalWY | 208
NOX | CoalWY | 0.34
SO2 | CoalWY | 0.36
CO2 | CT-NG | 119
NOX | CT-NG | 0.12
SO2 | CT-NG | 0.0012
CO2 | GenericNG | 119
NOX | GenericNG | 0.15
SO2 | GenericNG | 0.001
CO2 | GT-FO2 | 131
NOX | GT-FO2 | 0.574
SO2 | GT-FO2 | 0.04
CO2 | GT-NG | 119
NOX | GT-NG | 0.15
SO2 | GT-NG | 0.0012
CO2 | 10029 | 119
NOX | 10029 | 0.12646
SO2 | 10029 | 0.00099
CO2 | 10160 | 118
NOX | 10160 | 0.02016
SO2 | 10160 | 0.00101
CO2 | 5066 | 119
NOX | 5066 | 0.125
SO2 | 5066 | 0.0006
CO2 | 5152 | 119
NOX | 5152 | 0.319
SO2 | 5152 | 0.0006
CO2 | 5347 | 119
NOX | 5347 | 0.098
SO2 | 5347 | 0.0006
CO2 | 5348 | 119
NOX | 5348 | 0.084
SO2 | 5348 | 0.0006
CO2 | 5371 | 120
NOX | 5371 | 0.1167
SO2 | 5371 | 0.00443
CO2 | 5377 | 119
NOX | 5377 | 0.09688
SO2 | 5377 | 0.001
CO2 | 5382 | 119
NOX | 5382 | 0.091
SO2 | 5382 | 0.0006
CO2 | 5424 | 120
NOX | 5424 | 0.088
SO2 | 5424 | 0.0015
CO2 | 5425 | 119
NOX | 5425 | 0.058
SO2 | 5425 | 0.0006
CO2 | 5426 | 118
NOX | 5426 | 0.08071
SO2 | 5426 | 0.001
CO2 | 5427 | 118
NOX | 5427 | 0.10314
SO2 | 5427 | 0.001
CO2 | 6384 | 119
NOX | 6384 | 0.19
SO2 | 6384 | 0.0006
CO2 | 6626 | 119
NOX | 6626 | 0.093
SO2 | 6626 | 0.0006
CO2 | 8996 | 118
NOX | 8996 | 0.026
SO2 | 8996 | 0.0006
CO2 | 9027 | 118
NOX | 9027 | 0.01098
SO2 | 9027 | 0.001
CO2 | 9028 | 117
NOX | 9028 | 0.0121
SO2 | 9028 | 0.001
CO2 | 9194 | 119
NOX | 9194 | 0.093
SO2 | 9194 | 0.0006
CO2 | 9283 | 119
NOX | 9283 | 0.319
SO2 | 9283 | 0.0006
CO2 | 9287 | 119
NOX | 9287 | 0.145
SO2 | 9287 | 0.0006
CO2 | 9289 | 119
NOX | 9289 | 0.05
SO2 | 9289 | 0.0006
CO2 | 9300 | 118
NOX | 9300 | 0.06428
SO2 | 9300 | 0.001
CO2 | 9314 | 119
NOX | 9314 | 0.15
SO2 | 9314 | 0.001
CO2 | 9323 | 118
NOX | 9323 | 0.01428
SO2 | 9323 | 0.001
CO2 | 9366 | 119
NOX | 9366 | 0.0293
SO2 | 9366 | 0.00098
CO2 | 9380 | 119
NOX | 9380 | 0.061
SO2 | 9380 | 0.0024
CO2 | 9494 | 118
NOX | 9494 | 0.0221
SO2 | 9494 | 0.001
CO2 | 9631 | 119
NOX | 9631 | 0.037
SO2 | 9631 | 0.0006
CO2 | 9646 | 119
NOX | 9646 | 0.1435
SO2 | 9646 | 0.0006
CO2 | 9655 | 118
NOX | 9655 | 0.04258
SO2 | 9655 | 0.001
CO2 | 9668 | 118
NOX | 9668 | 0.02394
SO2 | 9668 | 0.001
CO2 | 9669 | 118
NOX | 9669 | 0.06837
SO2 | 9669 | 0.001
CO2 | 9674 | 118
NOX | 9674 | 0.00935
SO2 | 9674 | 0.001
CO2 | 9693 | 120
NOX | 9693 | 0.056
SO2 | 9693 | 0.0008
CO2 | 9782 | 119
NOX | 9782 | 0.12887
SO2 | 9782 | 0.00099
CO2 | 9796 | 118
NOX | 9796 | 0.28619
SO2 | 9796 | 0.001
CO2 | 9915 | 92
NOX | 9915 | 0.356
SO2 | 9915 | 0.121
CO2 | 1795 | 118
NOX | 1795 | 0.03138
SO2 | 1795 | 0.001
CO2 | 948 | 205
NOX | 948 | 0.24681
SO2 | 948 | 0.77201
CO2 | 3485 | 119
NOX | 3485 | 0.0273
SO2 | 3485 | 0.0012
CO2 | 949 | 205
NOX | 949 | 0.27513
SO2 | 949 | 0.76665
CO2 | 1791 | 205
NOX | 1791 | 0.2905
SO2 | 1791 | 0.51361
CO2 | 4168 | 118
NOX | 4168 | 0.027
SO2 | 4168 | 0.001
CO2 | 4423 | 205
NOX | 4423 | 0.3812
SO2 | 4423 | 1.79
CO2 | 1021 | 161
NOX | 1021 | 0.47617
SO2 | 1021 | 0.00067
CO2 | 1022 | 161
NOX | 1022 | 0.28516
SO2 | 1022 | 0.00339
CO2 | 1369 | 205
NOX | 1369 | 0.09353
SO2 | 1369 | 0.61014
CO2 | 9933 | 205
NOX | 9933 | 0.5759
SO2 | 9933 | 2.46
CO2 | 9917 | 119
NOX | 9917 | 0.0672
SO2 | 9917 | 0.0006
CO2 | 10252 | 123
NOX | 10252 | 0.105
SO2 | 10252 | 0.0048
CO2 | 2399 | 119
NOX | 2399 | 0.1217
SO2 | 2399 | 0.0006
CO2 | 3335 | 119
NOX | 3335 | 0.053
SO2 | 3335 | 0.0006
CO2 | 3482 | 119
NOX | 3482 | 0.04636
SO2 | 3482 | 0.001
CO2 | 527 | 205
NOX | 527 | 0.12891
SO2 | 527 | 0.12212
CO2 | 3587 | 227
NOX | 3587 | 0.13223
SO2 | 3587 | 0.13396
CO2 | 3707 | 205
NOX | 3707 | 0.14612
SO2 | 3707 | 0.78842
CO2 | 4159 | 199
NOX | 4159 | 0.1325
SO2 | 4159 | 0.36356
CO2 | 79 | 118
NOX | 79 | 0.105
SO2 | 79 | 0.0006
CO2 | 80 | 118
NOX | 80 | 0.105
SO2 | 80 | 0.121
CO2 | 944 | 206
NOX | 944 | 0.37309
SO2 | 944 | 0.57216
CO2 | 3488 | 118
NOX | 3488 | 0.04249
SO2 | 3488 | 0.001
CO2 | 30 | 205
NOX | 30 | 0.05
SO2 | 30 | 0.186
CO2 | 528 | 119
NOX | 528 | 0.26213
SO2 | 528 | 0.00095
CO2 | 529 | 119
NOX | 529 | 0.18599
SO2 | 529 | 0.001
CO2 | 1696 | 240
NOX | 1696 | 0.05354
SO2 | 1696 | 0.45737
CO2 | 1625 | 119
NOX | 1625 | 0.106
SO2 | 1625 | 0.0006
CO2 | 3512 | 92
NOX | 3512 | 0.356
SO2 | 3512 | 0.121
CO2 | 3046 | 118
NOX | 3046 | 0.03257
SO2 | 3046 | 0.001
CO2 | 9245 | 119
NOX | 9245 | 0.15
SO2 | 9245 | 0.0012
CO2 | 3487 | 119
NOX | 3487 | 0.0381
SO2 | 3487 | 0.0006
CO2 | 3175 | 118
NOX | 3175 | 0.03711
SO2 | 3175 | 0.001
CO2 | 9108 | 118
NOX | 9108 | 0.70093
SO2 | 9108 | 0.0006
CO2 | 6810 | 119
NOX | 6810 | 0.0203
SO2 | 6810 | 0.00099
CO2 | 5125 | 118
NOX | 5125 | 0.11329
SO2 | 5125 | 0.00102
CO2 | 941 | 206
NOX | 941 | 0.35185
SO2 | 941 | 0.65961
CO2 | 947 | 205
NOX | 947 | 0.49608
SO2 | 947 | 0.08597
CO2 | 9842 | 119
NOX | 9842 | 0.1379
SO2 | 9842 | 0.0014
CO2 | 9297 | 119
NOX | 9297 | 0.11639
SO2 | 9297 | 0.00239
CO2 | 686 | 205
NOX | 686 | 0.1414
SO2 | 686 | 0.38938
CO2 | 10204 | 206
NOX | 10204 | 0.14464
SO2 | 10204 | 0.21213
CO2 | 7168 | 119
NOX | 7168 | 0.145
SO2 | 7168 | 0.0006
CO2 | 2880 | 118
NOX | 2880 | 0.03307
SO2 | 2880 | 0.00099
CO2 | 9744 | 205
NOX | 9744 | 0.25111
SO2 | 9744 | 0.31752
CO2 | 9362 | 161
NOX | 9362 | 0.75
SO2 | 9362 | 1.01
CO2 | 9907 | 162
NOX | 9907 | 0.2098
SO2 | 9907 | 0.001
CO2 | 2780 | 119
NOX | 2780 | 0.28082
SO2 | 2780 | 0.001
CO2 | 3268 | 119
NOX | 3268 | 0.0082
SO2 | 3268 | 0.0006
CO2 | 9238 | 118
NOX | 9238 | 0.00943
SO2 | 9238 | 0.001
CO2 | 2397 | 119
NOX | 2397 | 0.1232
SO2 | 2397 | 0.00049
CO2 | 2398 | 119
NOX | 2398 | 0.1232
SO2 | 2398 | 0.00049
CO2 | 996 | 123
NOX | 996 | 0.225
SO2 | 996 | 0.0167
CO2 | 5384 | 119
NOX | 5384 | 0.045
SO2 | 5384 | 0.0006
CO2 | 3238 | 119
NOX | 3238 | 0.22584
SO2 | 3238 | 0.001
CO2 | 2383 | 119
NOX | 2383 | 0.184
SO2 | 2383 | 0.0006
CO2 | 2933 | 119
NOX | 2933 | 0.133
SO2 | 2933 | 0.0006
CO2 | 10168 | 118
NOX | 10168 | 0.06268
SO2 | 10168 | 0.001
CO2 | 1331 | 113
NOX | 1331 | 0.12139
SO2 | 1331 | 0.00122
CO2 | 1335 | 123
NOX | 1335 | 0.12861
SO2 | 1335 | 0.00287
CO2 | 9230 | 120
NOX | 9230 | 0.06512
SO2 | 9230 | 0.002
CO2 | 4516 | 119
NOX | 4516 | 0.0557
SO2 | 4516 | 0.00061
CO2 | 4406 | 118
NOX | 4406 | 0.36737
SO2 | 4406 | 0.00396
CO2 | 2108 | 119
NOX | 2108 | 0.25161
SO2 | 2108 | 0.001
CO2 | 459 | 200
NOX | 459 | 0.033
SO2 | 459 | 0.00047
CO2 | 3289 | 119
NOX | 3289 | 0.229
SO2 | 3289 | 0.0006
CO2 | 4075 | 119
NOX | 4075 | 0.372
SO2 | 4075 | 0.002
CO2 | 4076 | 119
NOX | 4076 | 0.106
SO2 | 4076 | 0.002
CO2 | 370 | 118
NOX | 370 | 0.07919
SO2 | 370 | 0.001
CO2 | 371 | 118
NOX | 371 | 0.06763
SO2 | 371 | 0.001
CO2 | 1742 | 118
NOX | 1742 | 0.03355
SO2 | 1742 | 0.001
CO2 | 3655 | 161
NOX | 3655 | 0.43
SO2 | 3655 | 1.01
CO2 | 4892 | 118
NOX | 4892 | 0.216
SO2 | 4892 | 0.001
CO2 | 4695 | 162
NOX | 4695 | 0.2205
SO2 | 4695 | 1.3698
CO2 | 794 | 184
NOX | 794 | 0.55508
SO2 | 794 | 0.46757
CO2 | 799 | 127
NOX | 799 | 0.80254
SO2 | 799 | 0.10323
CO2 | 3193 | 161
NOX | 3193 | 0.643
SO2 | 3193 | 1.01
CO2 | 1591 | 161
NOX | 1591 | 0.5911
SO2 | 1591 | 1.01
CO2 | 1592 | 161
NOX | 1592 | 0.6415
SO2 | 1592 | 1.01
CO2 | 1593 | 161
NOX | 1593 | 0.5761
SO2 | 1593 | 1.01
CO2 | 404 | 119
NOX | 404 | 0.2056
SO2 | 404 | 0.001
CO2 | 1283 | 161
NOX | 1283 | 1.2001
SO2 | 1283 | 1.01
CO2 | 4879 | 161
NOX | 4879 | 1.2
SO2 | 4879 | 1.01
CO2 | 4998 | 161
NOX | 4998 | 1.2
SO2 | 4998 | 1.01
CO2 | 3794 | 119
NOX | 3794 | 0.3582
SO2 | 3794 | 0.0006
CO2 | 4799 | 122
NOX | 4799 | 0.2611
SO2 | 4799 | 0.0006
CO2 | 1940 | 118
NOX | 1940 | 0.14527
SO2 | 1940 | 0.001
CO2 | 5946 | 210
NOX | 5946 | 0.3666
SO2 | 5946 | 1.1283
CO2 | 2949 | 205
NOX | 2949 | 0.2903
SO2 | 2949 | 0.13384
CO2 | 1743 | 118
NOX | 1743 | 0.03768
SO2 | 1743 | 0.001
CO2 | 2513 | 118
NOX | 2513 | 0.482
SO2 | 2513 | 0.001
CO2 | 4528 | 119
NOX | 4528 | 0.467
SO2 | 4528 | 0.0006
CO2 | 1017 | 161
NOX | 1017 | 0.75
SO2 | 1017 | 1.01
CO2 | 1018 | 119
NOX | 1018 | 0.082
SO2 | 1018 | 0.0006
CO2 | 1019 | 119
NOX | 1019 | 0.08
SO2 | 1019 | 0.0006
CO2 | 1020 | 161
NOX | 1020 | 0.75
SO2 | 1020 | 1.01
CO2 | 5372 | 119
NOX | 5372 | 0.037
SO2 | 5372 | 0.0006
CO2 | 4011 | 119
NOX | 4011 | 0.21
SO2 | 4011 | 0.002
CO2 | 3100 | 119
NOX | 3100 | 0.4644
SO2 | 3100 | 0.12295
CO2 | 5015 | 117
NOX | 5015 | 0.03564
SO2 | 5015 | 0.00014
CO2 | 4475 | 118
NOX | 4475 | 0.15228
SO2 | 4475 | 0.00099
CO2 | 4476 | 119
NOX | 4476 | 0.15476
SO2 | 4476 | 0.001
CO2 | 3202 | 118
NOX | 3202 | 0.04547
SO2 | 3202 | 0.00099
CO2 | 1957 | 210
NOX | 1957 | 0.0728
SO2 | 1957 | 0.09568
CO2 | 5388 | 137
NOX | 5388 | 0.028
SO2 | 5388 | 0.00097
CO2 | 986 | 119
NOX | 986 | 0.641
SO2 | 986 | 0.00093
CO2 | 10317 | 121
NOX | 10317 | 0.085
SO2 | 10317 | 0.00192
CO2 | 662 | 119
NOX | 662 | 0.1297
SO2 | 662 | 0.00064
CO2 | 2719 | 161
NOX | 2719 | 0.57
SO2 | 2719 | 1.01
CO2 | 2997 | 205
NOX | 2997 | 0.2878
SO2 | 2997 | 2.6637
CO2 | 2998 | 205
NOX | 2998 | 0.2419
SO2 | 2998 | 2.3324
CO2 | 4142 | 156
NOX | 4142 | 0.9
SO2 | 4142 | 0.95
CO2 | 4908 | 156
NOX | 4908 | 0.69
SO2 | 4908 | 0.95
CO2 | 733 | 125
NOX | 733 | 0.7662
SO2 | 733 | 0.00371
CO2 | 734 | 121
NOX | 734 | 0.73636
SO2 | 734 | 0.00253
CO2 | 774 | 162
NOX | 774 | 1.2
SO2 | 774 | 0.02185
CO2 | 775 | 162
NOX | 775 | 1.2
SO2 | 775 | 0.022
CO2 | 3027 | 161
NOX | 3027 | 0.21
SO2 | 3027 | 0.0417
CO2 | 3028 | 161
NOX | 3028 | 0.21
SO2 | 3028 | 0.0417
CO2 | 3029 | 161
NOX | 3029 | 0.21
SO2 | 3029 | 0.0417
CO2 | 3092 | 161
NOX | 3092 | 0.22
SO2 | 3092 | 0.5
CO2 | 3093 | 161
NOX | 3093 | 0.22
SO2 | 3093 | 0.0417
CO2 | 3094 | 161
NOX | 3094 | 0.22
SO2 | 3094 | 0.0417
CO2 | 4850 | 161
NOX | 4850 | 0.299
SO2 | 4850 | 1.01
CO2 | 285 | 161
NOX | 285 | 1.188
SO2 | 285 | 0.5
CO2 | 286 | 161
NOX | 286 | 1.172
SO2 | 286 | 0.5
CO2 | 10247 | 119
NOX | 10247 | 0.0292
SO2 | 10247 | 0.00066
CO2 | 346 | 118
NOX | 346 | 0.1199
SO2 | 346 | 0.00103
CO2 | 605 | 131
NOX | 605 | 0.899
SO2 | 605 | 0.0417
CO2 | 610 | 162
NOX | 610 | 0.7755
SO2 | 610 | 0.20209
CO2 | 611 | 131
NOX | 611 | 0.773
SO2 | 611 | 0.0417
CO2 | 9896 | 119
NOX | 9896 | 0.14891
SO2 | 9896 | 0.00126
CO2 | 1398 | 119
NOX | 1398 | 0.269
SO2 | 1398 | 0.0006
CO2 | 1399 | 119
NOX | 1399 | 0.272
SO2 | 1399 | 0.0006
CO2 | 1400 | 119
NOX | 1400 | 0.271
SO2 | 1400 | 0.0006
CO2 | 1466 | 119
NOX | 1466 | 0.44
SO2 | 1466 | 0.0006
CO2 | 9932 | 120
NOX | 9932 | 0.136
SO2 | 9932 | 0.0012
CO2 | 2984 | 206
NOX | 2984 | 0.0823
SO2 | 2984 | 0.81487
CO2 | 3291 | 161
NOX | 3291 | 1.2
SO2 | 3291 | 0.0417
CO2 | 2115 | 205
NOX | 2115 | 0.2088
SO2 | 2115 | 1.18
CO2 | 150 | 119
NOX | 150 | 0.342
SO2 | 150 | 0.0006
CO2 | 1754 | 161
NOX | 1754 | 0.824
SO2 | 1754 | 1.01
CO2 | 2120 | 161
NOX | 2120 | 0.5131
SO2 | 2120 | 1.01
CO2 | 2121 | 161
NOX | 2121 | 0.5131
SO2 | 2121 | 1.01
CO2 | 2122 | 161
NOX | 2122 | 0.482
SO2 | 2122 | 1.01
CO2 | 3284 | 119
NOX | 3284 | 0.388
SO2 | 3284 | 0.0006
CO2 | 3286 | 119
NOX | 3286 | 0.382
SO2 | 3286 | 0.0006
CO2 | 3903 | 161
NOX | 3903 | 0.43
SO2 | 3903 | 0.0417
CO2 | 3905 | 161
NOX | 3905 | 0.432
SO2 | 3905 | 0.0417
CO2 | 3906 | 119
NOX | 3906 | 0.31
SO2 | 3906 | 0.0006
CO2 | 243 | 118
NOX | 243 | 0.07643
SO2 | 243 | 0.00318
CO2 | 244 | 120
NOX | 244 | 0.3386
SO2 | 244 | 0.0006
CO2 | 245 | 114
NOX | 245 | 0.44149
SO2 | 245 | 0.00056
CO2 | 246 | 119
NOX | 246 | 0.3
SO2 | 246 | 0.0006
CO2 | 247 | 118
NOX | 247 | 0.3322
SO2 | 247 | 0.0006
CO2 | 1346 | 162
NOX | 1346 | 0.6878
SO2 | 1346 | 1.01
CO2 | 1726 | 119
NOX | 1726 | 0.0631
SO2 | 1726 | 0.0006
CO2 | 1727 | 119
NOX | 1727 | 0.0631
SO2 | 1727 | 0.0006
CO2 | 3432 | 124
NOX | 3432 | 0.1131
SO2 | 3432 | 0.08442
CO2 | 9950 | 123
NOX | 9950 | 0.0768
SO2 | 9950 | 0.07028
CO2 | 4854 | 162
NOX | 4854 | 0.621
SO2 | 4854 | 0.27499
CO2 | 9188 | 118
NOX | 9188 | 0.01579
SO2 | 9188 | 0.001
CO2 | 2043 | 162
NOX | 2043 | 0.43615
SO2 | 2043 | 0.05369
CO2 | 4236 | 162
NOX | 4236 | 0.79737
SO2 | 4236 | 0.05383
CO2 | 1503 | 205
NOX | 1503 | 0.3981
SO2 | 1503 | 2.5927
CO2 | 4763 | 161
NOX | 4763 | 0.364
SO2 | 4763 | 1.01
CO2 | 1358 | 161
NOX | 1358 | 1.2
SO2 | 1358 | 0.5
CO2 | 1598 | 118
NOX | 1598 | 0.16
SO2 | 1598 | 0.0006
CO2 | 1396 | 161
NOX | 1396 | 1.2
SO2 | 1396 | 0.4999
CO2 | 1397 | 161
NOX | 1397 | 1.2
SO2 | 1397 | 0.4999
CO2 | 2770 | 161
NOX | 2770 | 1.2
SO2 | 2770 | 0.50015
CO2 | 2771 | 161
NOX | 2771 | 1.2
SO2 | 2771 | 0.50015
CO2 | 3358 | 205
NOX | 3358 | 1.2001
SO2 | 3358 | 0.50007
CO2 | 4867 | 161
NOX | 4867 | 0.362
SO2 | 4867 | 0.051
CO2 | 4868 | 161
NOX | 4868 | 0.362
SO2 | 4868 | 0.05097
CO2 | 9074 | 119
NOX | 9074 | 0.083
SO2 | 9074 | 0.0006
CO2 | 1872 | 205
NOX | 1872 | 0.2743
SO2 | 1872 | 0.86729
CO2 | 98 | 161
NOX | 98 | 0.75
SO2 | 98 | 1.01
CO2 | 99 | 161
NOX | 99 | 0.75
SO2 | 99 | 1.01
CO2 | 10214 | 118
NOX | 10214 | 0.09324
SO2 | 10214 | 0.00099
CO2 | 3257 | 118
NOX | 3257 | 0.14346
SO2 | 3257 | 0.001
CO2 | 3258 | 118
NOX | 3258 | 0.11368
SO2 | 3258 | 0.001
CO2 | 93 | 139
NOX | 93 | 0.21555
SO2 | 93 | 0.00094
CO2 | 3171 | 121
NOX | 3171 | 0.32166
SO2 | 3171 | 0.001
CO2 | 577 | 118
NOX | 577 | 0.05994
SO2 | 577 | 0.001
CO2 | 2128 | 161
NOX | 2128 | 0.574
SO2 | 2128 | 1.01
CO2 | 3212 | 161
NOX | 3212 | 0.65047
SO2 | 3212 | 0.50008
CO2 | 3213 | 161
NOX | 3213 | 0.65122
SO2 | 3213 | 0.50006
CO2 | 4560 | 161
NOX | 4560 | 0.65167
SO2 | 4560 | 0.50017
CO2 | 4561 | 161
NOX | 4561 | 0.65132
SO2 | 4561 | 0.50023
CO2 | 4828 | 161
NOX | 4828 | 0.701
SO2 | 4828 | 0.0417
CO2 | 3496 | 161
NOX | 3496 | 0.574
SO2 | 3496 | 0.0417
CO2 | 3943 | 161
NOX | 3943 | 0.59806
SO2 | 3943 | 0.20197
CO2 | 3944 | 161
NOX | 3944 | 0.59797
SO2 | 3944 | 0.202
CO2 | 1162 | 119
NOX | 1162 | 0.48209
SO2 | 1162 | 0.01136
CO2 | 1163 | 159
NOX | 1163 | 0.70218
SO2 | 1163 | 0.50835
CO2 | 1164 | 119
NOX | 1164 | 0.4994
SO2 | 1164 | 0.00659
CO2 | 1167 | 161
NOX | 1167 | 0.777
SO2 | 1167 | 0.0417
CO2 | 1168 | 120
NOX | 1168 | 0.49771
SO2 | 1168 | 0.02842
CO2 | 1169 | 119
NOX | 1169 | 0.48849
SO2 | 1169 | 0.01799
CO2 | 1170 | 118
NOX | 1170 | 0.47374
SO2 | 1170 | 0.00285
CO2 | 639 | 161
NOX | 639 | 0.574
SO2 | 639 | 0.0417
CO2 | 7589 | 122
NOX | 7589 | 0.0816
SO2 | 7589 | 0.00098
CO2 | 2051 | 161
NOX | 2051 | 1.1994
SO2 | 2051 | 0.5
CO2 | 2052 | 161
NOX | 2052 | 1.1991
SO2 | 2052 | 0.50043
CO2 | 2053 | 161
NOX | 2053 | 0.34287
SO2 | 2053 | 0.5004
CO2 | 3263 | 161
NOX | 3263 | 1.2
SO2 | 3263 | 0.0417
CO2 | 2135 | 118
NOX | 2135 | 0.21
SO2 | 2135 | 0.001
CO2 | 1644 | 119
NOX | 1644 | 0.65
SO2 | 1644 | 0.0006
CO2 | 2336 | 119
NOX | 2336 | 0.511
SO2 | 2336 | 0.0006
CO2 | 5727 | 119
NOX | 5727 | 0.0563
SO2 | 5727 | 0.0006
CO2 | 5728 | 119
NOX | 5728 | 0.0563
SO2 | 5728 | 0.0006
CO2 | 2463 | 119
NOX | 2463 | 0.24418
SO2 | 2463 | 0.001
CO2 | 2714 | 120
NOX | 2714 | 0.36593
SO2 | 2714 | 0.001
CO2 | 5655 | 119
NOX | 5655 | 0.0254
SO2 | 5655 | 0.0006
CO2 | 5683 | 119
NOX | 5683 | 0.104
SO2 | 5683 | 0.0006
CO2 | 5666 | 119
NOX | 5666 | 0.147
SO2 | 5666 | 0.001
CO2 | 5667 | 119
NOX | 5667 | 0.134
SO2 | 5667 | 0.001
CO2 | 5576 | 117
NOX | 5576 | 0.015
SO2 | 5576 | 0.0007
CO2 | 5692 | 118
NOX | 5692 | 0.03334
SO2 | 5692 | 0.001
CO2 | 5892 | 119
NOX | 5892 | 0.303
SO2 | 5892 | 0.0006
CO2 | 5893 | 121
NOX | 5893 | 0.14
SO2 | 5893 | 0.0008
CO2 | 5894 | 119
NOX | 5894 | 0.213
SO2 | 5894 | 0.0006
CO2 | 5895 | 119
NOX | 5895 | 0.079
SO2 | 5895 | 0.0006
CO2 | 5781 | 118
NOX | 5781 | 0.15538
SO2 | 5781 | 0.001
CO2 | 6435 | 175
NOX | 6435 | 0.0323
SO2 | 6435 | 0.0012
CO2 | 4509 | 161
NOX | 4509 | 1.2
SO2 | 4509 | 0.021
CO2 | 851 | 119
NOX | 851 | 0.1288
SO2 | 851 | 0.00201
CO2 | 10240 | 119
NOX | 10240 | 0.0124
SO2 | 10240 | 0.00065
CO2 | 433 | 119
NOX | 433 | 0.3741
SO2 | 433 | 0.00175
CO2 | 434 | 117
NOX | 434 | 0.46427
SO2 | 434 | 0.00099
CO2 | 436 | 119
NOX | 436 | 0.3741
SO2 | 436 | 0.00175
CO2 | 437 | 86
NOX | 437 | 0.12906
SO2 | 437 | 0.00073
CO2 | 10074 | 119
NOX | 10074 | 0.0317
SO2 | 10074 | 0.0006
CO2 | 8990 | 119
NOX | 8990 | 0.02232
SO2 | 8990 | 0.00096
CO2 | 5778 | 120
NOX | 5778 | 0.07065
SO2 | 5778 | 0.01499
CO2 | 10292 | 119
NOX | 10292 | 0.042
SO2 | 10292 | 0.0006
CO2 | 961 | 119
NOX | 961 | 0.622
SO2 | 961 | 0.0006
CO2 | 7220 | 119
NOX | 7220 | 0.2144
SO2 | 7220 | 0.0006
CO2 | 9554 | 119
NOX | 9554 | 0.0246
SO2 | 9554 | 0.0006
CO2 | 3334 | 118
NOX | 3334 | 0.03661
SO2 | 3334 | 0.001
CO2 | 3568 | 205
NOX | 3568 | 0.4966
SO2 | 3568 | 2.5
CO2 | 2155 | 119
NOX | 2155 | 0.15458
SO2 | 2155 | 0.00091
CO2 | 4368 | 122
NOX | 4368 | 0.085
SO2 | 4368 | 0.0006
CO2 | 1337 | 118
NOX | 1337 | 0.04129
SO2 | 1337 | 0.001
CO2 | 9480 | 119
NOX | 9480 | 0.101
SO2 | 9480 | 0.0006
CO2 | 3608 | 118
NOX | 3608 | 0.06411
SO2 | 3608 | 0.001
CO2 | 4422 | 195
NOX | 4422 | 0.125
SO2 | 4422 | 0.5
CO2 | 1107 | 122
NOX | 1107 | 0.14277
SO2 | 1107 | 0.00172
CO2 | 9951 | 118
NOX | 9951 | 0.06386
SO2 | 9951 | 0.00099
CO2 | 3409 | 230
NOX | 3409 | 0.08402
SO2 | 3409 | 0.1039
CO2 | 9286 | 119
NOX | 9286 | 0.0347
SO2 | 9286 | 0.0006
CO2 | 1171 | 119
NOX | 1171 | 0.145
SO2 | 1171 | 0.0006
CO2 | 4596 | 119
NOX | 4596 | 0.1356
SO2 | 4596 | 0.00102
CO2 | 9630 | 118
NOX | 9630 | 0.01
SO2 | 9630 | 0.001
CO2 | 495 | 156
NOX | 495 | 1.2
SO2 | 495 | 0.95
CO2 | 4007 | 206
NOX | 4007 | 0.30541
SO2 | 4007 | 0.10817
CO2 | 9723 | 118
NOX | 9723 | 0.14683
SO2 | 9723 | 0.00101
CO2 | 945 | 206
NOX | 945 | 0.3038
SO2 | 945 | 0.09589
CO2 | 946 | 206
NOX | 946 | 0.28705
SO2 | 946 | 0.11342
CO2 | 9970 | 162
NOX | 9970 | 0.2366
SO2 | 9970 | 0.7
CO2 | 1047 | 156
NOX | 1047 | 1.2
SO2 | 1047 | 0.95
CO2 | 1048 | 156
NOX | 1048 | 1.2
SO2 | 1048 | 0.95
CO2 | 1049 | 156
NOX | 1049 | 1.2
SO2 | 1049 | 0.95
CO2 | 9244 | 162
NOX | 9244 | 0.121
SO2 | 9244 | 0.24
CO2 | 1235 | 156
NOX | 1235 | 1.1999
SO2 | 1235 | 0.95
CO2 | 6030 | 119
NOX | 6030 | 0.084
SO2 | 6030 | 0.0006
CO2 | 9965 | 241
NOX | 9965 | 0.04732
SO2 | 9965 | 0.34591
CO2 | 4008 | 206
NOX | 4008 | 0.16436
SO2 | 4008 | 0.10552
CO2 | 3442 | 161
NOX | 3442 | 1.1704
SO2 | 3442 | 1.01
CO2 | 4666 | 119
NOX | 4666 | 0.016
SO2 | 4666 | 0.0014
CO2 | 10096 | 118
NOX | 10096 | 0.02849
SO2 | 10096 | 0.00096
CO2 | 3583 | 119
NOX | 3583 | 0.041
SO2 | 3583 | 0.0011
CO2 | 9714 | 118
NOX | 9714 | 0.00776
SO2 | 9714 | 0.00101
CO2 | 5349 | 119
NOX | 5349 | 0.01509
SO2 | 5349 | 0.00149
CO2 | 5940 | 119
NOX | 5940 | 0.039
SO2 | 5940 | 0.0006
CO2 | 5944 | 118
NOX | 5944 | 0.04159
SO2 | 5944 | 0.001
CO2 | 9291 | 119
NOX | 9291 | 0.147
SO2 | 9291 | 0.0007
CO2 | 5067 | 119
NOX | 5067 | 0.12
SO2 | 5067 | 0.0006
CO2 | 9363 | 118
NOX | 9363 | 0.0458
SO2 | 9363 | 0.00099
CO2 | 9364 | 118
NOX | 9364 | 0.0446
SO2 | 9364 | 0.001
CO2 | 9357 | 119
NOX | 9357 | 0.0469
SO2 | 9357 | 0.0006
CO2 | 5053 | 118
NOX | 5053 | 0.0462
SO2 | 5053 | 0.00099
CO2 | 9361 | 123
NOX | 9361 | 0.24
SO2 | 9361 | 0.0005
CO2 | 9464 | 119
NOX | 9464 | 0.08
SO2 | 9464 | 0.0006
CO2 | 9470 | 119
NOX | 9470 | 0.056
SO2 | 9470 | 0.0006
CO2 | 5062 | 119
NOX | 5062 | 0.059
SO2 | 5062 | 0.0001
CO2 | 9235 | 118
NOX | 9235 | 0.00842
SO2 | 9235 | 0.001
CO2 | 8748 | 119
NOX | 8748 | 0.07
SO2 | 8748 | 0.0006
CO2 | 9139 | 119
NOX | 9139 | 0.038
SO2 | 9139 | 0.0006
CO2 | 5107 | 119
NOX | 5107 | 0.035
SO2 | 5107 | 0.0006
CO2 | 5140 | 119
NOX | 5140 | 0.088
SO2 | 5140 | 0.0006
CO2 | 5075 | 79
NOX | 5075 | 0.07037
SO2 | 5075 | 0.00066
CO2 | 5127 | 118
NOX | 5127 | 0.01049
SO2 | 5127 | 0.001
CO2 | 8827 | 118
NOX | 8827 | 0.01073
SO2 | 8827 | 0.001
CO2 | 9707 | 118
NOX | 9707 | 0.05427
SO2 | 9707 | 0.001
CO2 | 5167 | 119
NOX | 5167 | 0.067
SO2 | 5167 | 0.0006
CO2 | 10257 | 119
NOX | 10257 | 0.049
SO2 | 10257 | 0.0006
CO2 | 5077 | 119
NOX | 5077 | 0.053
SO2 | 5077 | 0.0006
CO2 | 5065 | 119
NOX | 5065 | 0.063
SO2 | 5065 | 0.0006
CO2 | 5097 | 119
NOX | 5097 | 0.051
SO2 | 5097 | 0.0006
CO2 | 5086 | 119
NOX | 5086 | 0.101
SO2 | 5086 | 0.0006
CO2 | 5415 | 119
NOX | 5415 | 0.051
SO2 | 5415 | 0.0006
CO2 | 9997 | 119
NOX | 9997 | 0.095
SO2 | 9997 | 0.0006
CO2 | 10118 | 119
NOX | 10118 | 0.1134
SO2 | 10118 | 0.001
CO2 | 9015 | 117
NOX | 9015 | 0.11651
SO2 | 9015 | 0.00098
CO2 | 9567 | 119
NOX | 9567 | 0.015
SO2 | 9567 | 0.0006
CO2 | 9333 | 118
NOX | 9333 | 0.09647
SO2 | 9333 | 0.001
CO2 | 5402 | 119
NOX | 5402 | 0.224
SO2 | 5402 | 0.0006
CO2 | 5170 | 119
NOX | 5170 | 0.051
SO2 | 5170 | 0.0006
CO2 | 10207 | 119
NOX | 10207 | 0.099
SO2 | 10207 | 0.0006
CO2 | 9924 | 118
NOX | 9924 | 0.053
SO2 | 9924 | 0.0006
CO2 | 9458 | 119
NOX | 9458 | 0.038
SO2 | 9458 | 0.0006
CO2 | 5102 | 118
NOX | 5102 | 0.447
SO2 | 5102 | 0.0008
CO2 | 5103 | 118
NOX | 5103 | 0.334
SO2 | 5103 | 0.0005
CO2 | 9463 | 119
NOX | 9463 | 0.0389
SO2 | 9463 | 0.0006
CO2 | 9804 | 118
NOX | 9804 | 0.04787
SO2 | 9804 | 0.00099
CO2 | 9860 | 161
NOX | 9860 | 0.517
SO2 | 9860 | 0.0417
CO2 | 9075 | 210
NOX | 9075 | 0.4732
SO2 | 9075 | 0.48
CO2 | 9699 | 210
NOX | 9699 | 0.4694
SO2 | 9699 | 0.48
CO2 | 9468 | 119
NOX | 9468 | 0.048
SO2 | 9468 | 0.0006
CO2 | 9469 | 119
NOX | 9469 | 0.0411
SO2 | 9469 | 0.0006
CO2 | 9770 | 119
NOX | 9770 | 0.046
SO2 | 9770 | 0.0006
CO2 | 9076 | 118
NOX | 9076 | 0.0818
SO2 | 9076 | 0.0003
CO2 | 9077 | 118
NOX | 9077 | 0.08493
SO2 | 9077 | 0.00013
CO2 | 5143 | 119
NOX | 5143 | 0.116
SO2 | 5143 | 0.0006
CO2 | 9453 | 119
NOX | 9453 | 0.026
SO2 | 9453 | 0.0006
CO2 | 5359 | 117
NOX | 5359 | 0.036
SO2 | 5359 | 0.0006
CO2 | 5378 | 119
NOX | 5378 | 0.036
SO2 | 5378 | 0.0005
CO2 | 5412 | 119
NOX | 5412 | 0.059
SO2 | 5412 | 0.0007
CO2 | 5157 | 119
NOX | 5157 | 0.01092
SO2 | 5157 | 0.00159
CO2 | 9741 | 118
NOX | 9741 | 0.026
SO2 | 9741 | 0.0006
CO2 | 9462 | 118
NOX | 9462 | 0.0763
SO2 | 9462 | 0.001
CO2 | 9667 | 118
NOX | 9667 | 0.348
SO2 | 9667 | 0.0006
CO2 | 10206 | 118
NOX | 10206 | 0.075
SO2 | 10206 | 0.0006
CO2 | 9331 | 118
NOX | 9331 | 0.058
SO2 | 9331 | 0.0007
CO2 | 9332 | 118
NOX | 9332 | 0.072
SO2 | 9332 | 0.0006
CO2 | 9302 | 118
NOX | 9302 | 0.00976
SO2 | 9302 | 0.001
CO2 | 9801 | 119
NOX | 9801 | 0.161
SO2 | 9801 | 0.0006
CO2 | 10244 | 118
NOX | 10244 | 0.01115
SO2 | 10244 | 0.001
CO2 | 9292 | 119
NOX | 9292 | 0.05
SO2 | 9292 | 0.0006
CO2 | 10269 | 119
NOX | 10269 | 0.0711
SO2 | 10269 | 0.0006
CO2 | 9224 | 118
NOX | 9224 | 0.00843
SO2 | 9224 | 0.001
CO2 | 9545 | 119
NOX | 9545 | 0.02
SO2 | 9545 | 0.0006
CO2 | 9466 | 124
NOX | 9466 | 0.06
SO2 | 9466 | 0.0018
CO2 | 5104 | 119
NOX | 5104 | 0.026
SO2 | 5104 | 0.0006
CO2 | 9465 | 119
NOX | 9465 | 0.043
SO2 | 9465 | 0.0007
CO2 | 9650 | 118
NOX | 9650 | 0.04382
SO2 | 9650 | 0.001
CO2 | 9365 | 119
NOX | 9365 | 0.051
SO2 | 9365 | 0.0006
CO2 | 9661 | 119
NOX | 9661 | 0.032
SO2 | 9661 | 0.0006
CO2 | 9367 | 119
NOX | 9367 | 0.092
SO2 | 9367 | 0.0006
CO2 | 10017 | 119
NOX | 10017 | 0.058
SO2 | 10017 | 0.0005
CO2 | 5166 | 118
NOX | 5166 | 0.02972
SO2 | 5166 | 0.001
CO2 | 9648 | 118
NOX | 9648 | 0.01515
SO2 | 9648 | 0.001
CO2 | 9183 | 118
NOX | 9183 | 0.00946
SO2 | 9183 | 0.001
CO2 | 8852 | 119
NOX | 8852 | 0.096
SO2 | 8852 | 0.0006
CO2 | 10071 | 118
NOX | 10071 | 0.03561
SO2 | 10071 | 0.00099
CO2 | 9824 | 116
NOX | 9824 | 0.00956
SO2 | 9824 | 0.001
CO2 | 10291 | 120
NOX | 10291 | 0.038
SO2 | 10291 | 0.0011
CO2 | 10284 | 118
NOX | 10284 | 0.01035
SO2 | 10284 | 0.001
CO2 | 9823 | 117
NOX | 9823 | 0.0142
SO2 | 9823 | 0.00099
CO2 | 9247 | 118
NOX | 9247 | 0.01721
SO2 | 9247 | 0.00093
CO2 | 8856 | 119
NOX | 8856 | 0.063
SO2 | 8856 | 0.0006
CO2 | 9005 | 119
NOX | 9005 | 0.156
SO2 | 9005 | 0.0006
CO2 | 9662 | 118
NOX | 9662 | 0.04503
SO2 | 9662 | 0.001
CO2 | 10287 | 119
NOX | 10287 | 0.05285
SO2 | 10287 | 0.00099
CO2 | 10092 | 119
NOX | 10092 | 0.05696
SO2 | 10092 | 0.00099
CO2 | 10293 | 119
NOX | 10293 | 0.07495
SO2 | 10293 | 0.00099
CO2 | 9369 | 119
NOX | 9369 | 0.04
SO2 | 9369 | 0.0006
CO2 | 5169 | 119
NOX | 5169 | 0.137
SO2 | 5169 | 0.0006
CO2 | 9239 | 118
NOX | 9239 | 0.02027
SO2 | 9239 | 0.001
CO2 | 9023 | 118
NOX | 9023 | 0.03594
SO2 | 9023 | 0.001
CO2 | 10255 | 118
NOX | 10255 | 0.03668
SO2 | 10255 | 0.001
CO2 | 10343 | 118
NOX | 10343 | 0.01071
SO2 | 10343 | 0.001
CO2 | 9548 | 118
NOX | 9548 | 0.0423
SO2 | 9548 | 0.001
CO2 | 9765 | 120
NOX | 9765 | 0.012
SO2 | 9765 | 0.0018
CO2 | 9358 | 119
NOX | 9358 | 0.022
SO2 | 9358 | 0.0006
CO2 | 9735 | 119
NOX | 9735 | 0.09065
SO2 | 9735 | 0.001
CO2 | 9229 | 119
NOX | 9229 | 0.036
SO2 | 9229 | 0.0006
CO2 | 8801 | 119
NOX | 8801 | 0.031
SO2 | 8801 | 0.0006
CO2 | 8727 | 119
NOX | 8727 | 0.013
SO2 | 8727 | 0.0006
CO2 | 9825 | 119
NOX | 9825 | 0.25978
SO2 | 9825 | 0.00092
CO2 | 10310 | 118
NOX | 10310 | 0.0508
SO2 | 10310 | 0.00099
CO2 | 10119 | 118
NOX | 10119 | 0.04437
SO2 | 10119 | 0.00099
CO2 | 10305 | 118
NOX | 10305 | 0.27323
SO2 | 10305 | 0.00083
CO2 | 10279 | 118
NOX | 10279 | 0.03169
SO2 | 10279 | 0.001
CO2 | 9678 | 119
NOX | 9678 | 0.0535
SO2 | 9678 | 0.001
CO2 | 10218 | 121
NOX | 10218 | 0.03046
SO2 | 10218 | 0.00097
CO2 | 1608 | 156
NOX | 1608 | 1.2
SO2 | 1608 | 0.95
CO2 | 3033 | 156
NOX | 3033 | 1.2
SO2 | 3033 | 0.95
CO2 | 4309 | 161
NOX | 4309 | 0.827
SO2 | 4309 | 1.01
CO2 | 4570 | 161
NOX | 4570 | 1.2
SO2 | 4570 | 0.5
CO2 | 522 | 156
NOX | 522 | 0.7093
SO2 | 522 | 0.95
CO2 | 865 | 163
NOX | 865 | 0.65191
SO2 | 865 | 0.5
CO2 | 866 | 162
NOX | 866 | 0.70338
SO2 | 866 | 0.5
CO2 | 1221 | 120
NOX | 1221 | 0.1167
SO2 | 1221 | 0.00443
CO2 | 1388 | 161
NOX | 1388 | 0.2507
SO2 | 1388 | 0.0417
CO2 | 2170 | 161
NOX | 2170 | 0.612
SO2 | 2170 | 0.0417
CO2 | 4883 | 161
NOX | 4883 | 0.235
SO2 | 4883 | 0.0417
CO2 | 2918 | 148
NOX | 2918 | 0.2321
SO2 | 2918 | 0.266
CO2 | 2919 | 148
NOX | 2919 | 0.24
SO2 | 2919 | 0.266
CO2 | 5358 | 118
NOX | 5358 | 0.0291
SO2 | 5358 | 0.001
CO2 | 9136 | 118
NOX | 9136 | 0.02251
SO2 | 9136 | 0.001
CO2 | 9137 | 118
NOX | 9137 | 0.02636
SO2 | 9137 | 0.001
CO2 | 637 | 161
NOX | 637 | 0.574
SO2 | 637 | 0.0417
CO2 | 638 | 161
NOX | 638 | 0.574
SO2 | 638 | 0.0417
CO2 | 10210 | 117
NOX | 10210 | 0.035
SO2 | 10210 | 0.0006
CO2 | 4424 | 122
NOX | 4424 | 0.1501
SO2 | 4424 | 1.01
CO2 | 4425 | 120
NOX | 4425 | 0.054
SO2 | 4425 | 1.01
CO2 | 4426 | 125
NOX | 4426 | 0.1587
SO2 | 4426 | 0.2
CO2 | 3876 | 119
NOX | 3876 | 0.24009
SO2 | 3876 | 0.00099
CO2 | 3877 | 119
NOX | 3877 | 0.2555
SO2 | 3877 | 0.00061
CO2 | 10203 | 205
NOX | 10203 | 0.147
SO2 | 10203 | 0.55474
CO2 | 4036 | 210
NOX | 4036 | 0.17581
SO2 | 4036 | 0.697
CO2 | 3842 | 118
NOX | 3842 | 0.28827
SO2 | 3842 | 0.001
CO2 | 3844 | 119
NOX | 3844 | 0.31263
SO2 | 3844 | 0.00106
CO2 | 2137 | 118
NOX | 2137 | 0.11877
SO2 | 2137 | 0.001
CO2 | 1076 | 205
NOX | 1076 | 0.2766
SO2 | 1076 | 0.22239
CO2 | 1077 | 205
NOX | 1077 | 0.2766
SO2 | 1077 | 0.22239
CO2 | 10101 | 119
NOX | 10101 | 0.046
SO2 | 10101 | 0.0006
CO2 | 4882 | 157
NOX | 4882 | 0.45969
SO2 | 4882 | 0.50284
CO2 | 4085 | 119
NOX | 4085 | 0.17041
SO2 | 4085 | 0.001
CO2 | 1342 | 118
NOX | 1342 | 0.23102
SO2 | 1342 | 0.00088
CO2 | 9441 | 119
NOX | 9441 | 0.296
SO2 | 9441 | 0.0006
CO2 | 2906 | 121
NOX | 2906 | 0.19408
SO2 | 2906 | 0.00093
CO2 | 2909 | 119
NOX | 2909 | 0.07582
SO2 | 2909 | 0.00113
CO2 | 1569 | 118
NOX | 1569 | 0.33763
SO2 | 1569 | 0.01527
CO2 | 1570 | 123
NOX | 1570 | 0.2038
SO2 | 1570 | 0.02529
CO2 | 4746 | 161
NOX | 4746 | 0.22
SO2 | 4746 | 1.01
CO2 | 10249 | 118
NOX | 10249 | 0.01786
SO2 | 10249 | 0.00122
CO2 | 4999 | 119
NOX | 4999 | 0.08673
SO2 | 4999 | 0.00101
CO2 | 5000 | 119
NOX | 5000 | 0.06055
SO2 | 5000 | 0.00103
CO2 | 5001 | 119
NOX | 5001 | 0.09688
SO2 | 5001 | 0.001
CO2 | 5002 | 118
NOX | 5002 | 0.11224
SO2 | 5002 | 0.001
CO2 | 1004 | 118
NOX | 1004 | 0.07868
SO2 | 1004 | 0.00099
CO2 | 1155 | 119
NOX | 1155 | 0.271
SO2 | 1155 | 0.0006
CO2 | 5 | 119
NOX | 5 | 0.109
SO2 | 5 | 0.0006
CO2 | 3596 | 118
NOX | 3596 | 0.07943
SO2 | 3596 | 0.001
CO2 | 3598 | 118
NOX | 3598 | 0.079
SO2 | 3598 | 0.001
CO2 | 9818 | 119
NOX | 9818 | 0.031
SO2 | 9818 | 0.0009
CO2 | 10270 | 161
NOX | 10270 | 0.75
SO2 | 10270 | 1.01
CO2 | 803 | 119
NOX | 803 | 0.15
SO2 | 803 | 0.001
CO2 | 7992 | 118
NOX | 7992 | 0.09036
SO2 | 7992 | 0.00098
CO2 | 7993 | 118
NOX | 7993 | 0.06927
SO2 | 7993 | 0.00095
CO2 | 2936 | 141
NOX | 2936 | 0.18206
SO2 | 2936 | 0.0565
CO2 | 7349 | 123
NOX | 7349 | 0.01581
SO2 | 7349 | 0.0011
CO2 | 7360 | 118
NOX | 7360 | 0.00732
SO2 | 7360 | 0.001
CO2 | 3746 | 118
NOX | 3746 | 0.1787
SO2 | 3746 | 0.00103
CO2 | 3747 | 112
NOX | 3747 | 0.18183
SO2 | 3747 | 0.00094
CO2 | 9440 | 205
NOX | 9440 | 0.2767
SO2 | 9440 | 1.79
CO2 | 9835 | 118
NOX | 9835 | 0.10248
SO2 | 9835 | 0.001
CO2 | 9447 | 119
NOX | 9447 | 0.08
SO2 | 9447 | 0.0006
CO2 | 10169 | 118
NOX | 10169 | 0.01973
SO2 | 10169 | 0.00099
CO2 | 5380 | 119
NOX | 5380 | 0.02
SO2 | 5380 | 0.0006
CO2 | 5922 | 119
NOX | 5922 | 0.131
SO2 | 5922 | 0.0006
CO2 | 10170 | 119
NOX | 10170 | 0.096
SO2 | 10170 | 0.0006
CO2 | 5144 | 119
NOX | 5144 | 0.108
SO2 | 5144 | 0.0006
CO2 | 9272 | 118
NOX | 9272 | 0.0562
SO2 | 9272 | 0.001
CO2 | 5151 | 119
NOX | 5151 | 0.052
SO2 | 5151 | 0.0006
CO2 | 5147 | 118
NOX | 5147 | 0.02792
SO2 | 5147 | 0.001
CO2 | 9042 | 129
NOX | 9042 | 0.14
SO2 | 9042 | 0.0028
CO2 | 5405 | 119
NOX | 5405 | 0.124
SO2 | 5405 | 0.0007
CO2 | 9769 | 119
NOX | 9769 | 0.064
SO2 | 9769 | 0.0006
CO2 | 9145 | 119
NOX | 9145 | 0.042
SO2 | 9145 | 0.0006
CO2 | 9320 | 118
NOX | 9320 | 0.0339
SO2 | 9320 | 0.001
CO2 | 5111 | 119
NOX | 5111 | 0.046
SO2 | 5111 | 0.0007
CO2 | 9001 | 119
NOX | 9001 | 0.12
SO2 | 9001 | 0.0006
CO2 | 8997 | 125
NOX | 8997 | 0.097
SO2 | 8997 | 0.0006
CO2 | 9781 | 118
NOX | 9781 | 0.048
SO2 | 9781 | 0.0023
CO2 | 9783 | 119
NOX | 9783 | 0.1
SO2 | 9783 | 0.0009
CO2 | 10164 | 130
NOX | 10164 | 0.154
SO2 | 10164 | 0.0112
CO2 | 9360 | 119
NOX | 9360 | 0.076
SO2 | 9360 | 0.00098
CO2 | 2080 | 162
NOX | 2080 | 0.9465
SO2 | 2080 | 0.5001
CO2 | 3025 | 119
NOX | 3025 | 0.79
SO2 | 3025 | 0.00058
CO2 | 1089 | 161
NOX | 1089 | 0.591
SO2 | 1089 | 0.0417
CO2 | 5391 | 121
NOX | 5391 | 0.033
SO2 | 5391 | 0.0006
CO2 | 9196 | 119
NOX | 9196 | 0.048
SO2 | 9196 | 0.0006
CO2 | 1708 | 119
NOX | 1708 | 0.263
SO2 | 1708 | 0.0006
CO2 | 4809 | 161
NOX | 4809 | 1.2
SO2 | 4809 | 0.0417
CO2 | 1546 | 161
NOX | 1546 | 1.2
SO2 | 1546 | 1.01
CO2 | 9372 | 119
NOX | 9372 | 0.0449
SO2 | 9372 | 0.0006
CO2 | 10208 | 118
NOX | 10208 | 0.04084
SO2 | 10208 | 0.00099
CO2 | 3653 | 205
NOX | 3653 | 0.4695
SO2 | 3653 | 0.0006
CO2 | 216 | 119
NOX | 216 | 0.17896
SO2 | 216 | 0.00094
CO2 | 3019 | 210
NOX | 3019 | 0.1148
SO2 | 3019 | 0.86164
CO2 | 6575 | 118
NOX | 6575 | 0.02102
SO2 | 6575 | 0.00098
CO2 | 6886 | 119
NOX | 6886 | 0.0137
SO2 | 6886 | 0.0006
CO2 | 6887 | 119
NOX | 6887 | 0.0137
SO2 | 6887 | 0.0006
CO2 | 7666 | 118
NOX | 7666 | 0.03457
SO2 | 7666 | 0
CO2 | IC-FO2 | 131
NOX | IC-FO2 | 0.75
SO2 | IC-FO2 | 0.04
CO2 | IC-NG | 119
NOX | IC-NG | 0.15
SO2 | IC-NG | 0.001
CO2 | 10093 | 119
NOX | 10093 | 0.06228
SO2 | 10093 | 0.00098
CO2 | 10162 | 119
NOX | 10162 | 0.025
SO2 | 10162 | 0.0006
CO2 | 10196 | 119
NOX | 10196 | 0.10993
SO2 | 10196 | 0.00099
CO2 | 5345 | 119
NOX | 5345 | 0.091
SO2 | 5345 | 0.0006
CO2 | 5397 | 134
NOX | 5397 | 0.04
SO2 | 5397 | 0.0034
CO2 | 5416 | 118
NOX | 5416 | 0.04377
SO2 | 5416 | 0.001
CO2 | 5421 | 122
NOX | 5421 | 0.045
SO2 | 5421 | 0.0032
CO2 | 5422 | 122
NOX | 5422 | 0.071
SO2 | 5422 | 0.0042
CO2 | 5432 | 118
NOX | 5432 | 0.02608
SO2 | 5432 | 0.00123
CO2 | 6013 | 210
NOX | 6013 | 0.18381
SO2 | 6013 | 0.11612
CO2 | 6014 | 210
NOX | 6014 | 0.21737
SO2 | 6014 | 0.17258
CO2 | 6381 | 118
NOX | 6381 | 0.1697
SO2 | 6381 | 0.001
CO2 | 6382 | 118
NOX | 6382 | 0.16246
SO2 | 6382 | 0.001
CO2 | 6383 | 118
NOX | 6383 | 0.1611
SO2 | 6383 | 0.001
CO2 | 7104 | 118
NOX | 7104 | 0.023
SO2 | 7104 | 0.001
CO2 | 8137 | 119
NOX | 8137 | 0.084
SO2 | 8137 | 0.0007
CO2 | 8138 | 119
NOX | 8138 | 0.086
SO2 | 8138 | 0.0006
CO2 | 8754 | 119
NOX | 8754 | 0.033
SO2 | 8754 | 0.0006
CO2 | 8823 | 118
NOX | 8823 | 0.01099
SO2 | 8823 | 0.001
CO2 | 9047 | 122
NOX | 9047 | 0.12132
SO2 | 9047 | 0.00273
CO2 | 9081 | 118
NOX | 9081 | 0.03408
SO2 | 9081 | 0.001
CO2 | 9164 | 118
NOX | 9164 | 0.01527
SO2 | 9164 | 0.001
CO2 | 9172 | 119
NOX | 9172 | 0.02
SO2 | 9172 | 0.0006
CO2 | 9173 | 119
NOX | 9173 | 0.025
SO2 | 9173 | 0.0006
CO2 | 9178 | 119
NOX | 9178 | 0.029
SO2 | 9178 | 0.0006
CO2 | 9241 | 118
NOX | 9241 | 0.02399
SO2 | 9241 | 0.001
CO2 | 9299 | 122
NOX | 9299 | 0.038
SO2 | 9299 | 0.0013
CO2 | 9304 | 121
NOX | 9304 | 0.01963
SO2 | 9304 | 0.001
CO2 | 9307 | 118
NOX | 9307 | 0.02925
SO2 | 9307 | 0.001
CO2 | 9310 | 161
NOX | 9310 | 0.75
SO2 | 9310 | 1.01
CO2 | 9549 | 118
NOX | 9549 | 0.00722
SO2 | 9549 | 0.001
CO2 | 9550 | 118
NOX | 9550 | 0.02888
SO2 | 9550 | 0.001
CO2 | 9639 | 120
NOX | 9639 | 0.03712
SO2 | 9639 | 0.00277
CO2 | 9654 | 118
NOX | 9654 | 0.0158
SO2 | 9654 | 0.00099
CO2 | 9673 | 118
NOX | 9673 | 0.00969
SO2 | 9673 | 0.001
CO2 | 9819 | 118
NOX | 9819 | 0.04395
SO2 | 9819 | 0.001
CO2 | 9820 | 118
NOX | 9820 | 0.03782
SO2 | 9820 | 0.001
CO2 | 1809 | 205
NOX | 1809 | 0.35281
SO2 | 1809 | 2.3272
CO2 | 1810 | 213
NOX | 1810 | 0.2127
SO2 | 1810 | 1.1255
CO2 | 1811 | 199
NOX | 1811 | 0.08142
SO2 | 1811 | 0.00842
CO2 | 1812 | 205
NOX | 1812 | 0.3588
SO2 | 1812 | 2.4568
CO2 | 1813 | 233
NOX | 1813 | 0.06604
SO2 | 1813 | 0.00248
CO2 | 1814 | 242
NOX | 1814 | 0.07209
SO2 | 1814 | 0.02492
CO2 | 1815 | 215
NOX | 1815 | 0.06541
SO2 | 1815 | 0.01558
CO2 | 1816 | 290
NOX | 1816 | 0.06276
SO2 | 1816 | 0.0173
CO2 | 1817 | 242
NOX | 1817 | 0.07172
SO2 | 1817 | 0.00677
CO2 | 1818 | 185
NOX | 1818 | 0.06301
SO2 | 1818 | 0.01129
CO2 | 1819 | 182
NOX | 1819 | 0.06227
SO2 | 1819 | 0.01312
CO2 | 766 | 206
NOX | 766 | 0.28381
SO2 | 766 | 0.09827
CO2 | 767 | 206
NOX | 767 | 0.26636
SO2 | 767 | 0.16122
CO2 | 769 | 118
NOX | 769 | 0.08988
SO2 | 769 | 0.001
CO2 | 1403 | 205
NOX | 1403 | 0.5866
SO2 | 1403 | 3.6058
CO2 | 1404 | 205
NOX | 1404 | 0.5866
SO2 | 1404 | 3.6058
CO2 | 3371 | 119
NOX | 3371 | 0.028
SO2 | 3371 | 0.0006
CO2 | 10330 | 210
NOX | 10330 | 0.22036
SO2 | 10330 | 0.47416
CO2 | 3870 | 206
NOX | 3870 | 0.3616
SO2 | 3870 | 0.90329
CO2 | 3871 | 206
NOX | 3871 | 0.34595
SO2 | 3871 | 0.66767
CO2 | 3872 | 206
NOX | 3872 | 0.33479
SO2 | 3872 | 0.78167
CO2 | 3873 | 206
NOX | 3873 | 0.3366
SO2 | 3873 | 0.70181
CO2 | 6403 | 120
NOX | 6403 | 0.0463
SO2 | 6403 | 0.00062
CO2 | 4736 | 244
NOX | 4736 | 0.07418
SO2 | 4736 | 0.16187
CO2 | 4738 | 206
NOX | 4738 | 0.36413
SO2 | 4738 | 2.8979
CO2 | 4739 | 206
NOX | 4739 | 0.36773
SO2 | 4739 | 2.9418
CO2 | 4740 | 206
NOX | 4740 | 0.3526
SO2 | 4740 | 2.9152
CO2 | 4741 | 206
NOX | 4741 | 0.37302
SO2 | 4741 | 2.946
CO2 | 4742 | 206
NOX | 4742 | 0.34989
SO2 | 4742 | 2.9162
CO2 | 5020 | 119
NOX | 5020 | 0.04514
SO2 | 5020 | 0.00104
CO2 | 2157 | 118
NOX | 2157 | 0.16133
SO2 | 2157 | 0.00085
CO2 | 3056 | 118
NOX | 3056 | 0.14079
SO2 | 3056 | 0.001
CO2 | 1476 | 202
NOX | 1476 | 0.1737
SO2 | 1476 | 0.26983
CO2 | 1477 | 201
NOX | 1477 | 0.16409
SO2 | 1477 | 0.30742
CO2 | 1478 | 205
NOX | 1478 | 0.10092
SO2 | 1478 | 0.12145
CO2 | 3533 | 119
NOX | 3533 | 0.022
SO2 | 3533 | 0.0006
CO2 | 10082 | 118
NOX | 10082 | 0.01492
SO2 | 10082 | 0.001
CO2 | 517 | 119
NOX | 517 | 0.0185
SO2 | 517 | 0.0006
CO2 | 518 | 119
NOX | 518 | 0.0166
SO2 | 518 | 0.0006
CO2 | 4915 | 206
NOX | 4915 | 0.25445
SO2 | 4915 | 3.5046
CO2 | 4916 | 206
NOX | 4916 | 0.24856
SO2 | 4916 | 3.5934
CO2 | 1594 | 205
NOX | 1594 | 0.2408
SO2 | 1594 | 2.9482
CO2 | 1595 | 205
NOX | 1595 | 0.267
SO2 | 1595 | 2.8899
CO2 | 1301 | 209
NOX | 1301 | 0.57146
SO2 | 1301 | 0.75443
CO2 | 1302 | 210
NOX | 1302 | 0.6556
SO2 | 1302 | 0.67563
CO2 | 1303 | 210
NOX | 1303 | 0.6556
SO2 | 1303 | 0.67563
CO2 | 2572 | 210
NOX | 2572 | 0.2361
SO2 | 2572 | 0.67392
CO2 | 2573 | 210
NOX | 2573 | 0.2361
SO2 | 2573 | 0.67392
CO2 | 2574 | 210
NOX | 2574 | 0.1093
SO2 | 2574 | 0.01538
CO2 | 2575 | 210
NOX | 2575 | 0.13056
SO2 | 2575 | 0.64382
CO2 | 4262 | 205
NOX | 4262 | 0.502
SO2 | 4262 | 0.4
CO2 | 4264 | 179
NOX | 4264 | 0.317
SO2 | 4264 | 0.41041
CO2 | 4265 | 200
NOX | 4265 | 0.296
SO2 | 4265 | 0.62062
CO2 | 4266 | 204
NOX | 4266 | 0.348
SO2 | 4266 | 0.4
CO2 | 348 | 126
NOX | 348 | 0.118
SO2 | 348 | 0.0059
CO2 | 5550 | 214
NOX | 5550 | 0.0505
SO2 | 5550 | 0.64206
CO2 | 29 | 205
NOX | 29 | 0.40701
SO2 | 29 | 0.49342
CO2 | 3802 | 208
NOX | 3802 | 0.32199
SO2 | 3802 | 0.64063
CO2 | 3803 | 207
NOX | 3803 | 0.38366
SO2 | 3803 | 0.60114
CO2 | 6759 | 119
NOX | 6759 | 0.03109
SO2 | 6759 | 0.00099
CO2 | 4466 | 210
NOX | 4466 | 0.32597
SO2 | 4466 | 1.2583
CO2 | 2647 | 205
NOX | 2647 | 0.2725
SO2 | 2647 | 0.04267
CO2 | 9444 | 205
NOX | 9444 | 0.39082
SO2 | 9444 | 0.05866
CO2 | 2065 | 210
NOX | 2065 | 0.31645
SO2 | 2065 | 0.11915
CO2 | 9937 | 124
NOX | 9937 | 0.55338
SO2 | 9937 | 0.00205
CO2 | 1054 | 208
NOX | 1054 | 0.30617
SO2 | 1054 | 0.58858
CO2 | 1055 | 208
NOX | 1055 | 0.15371
SO2 | 1055 | 0.64652
CO2 | 1056 | 210
NOX | 1056 | 0.18973
SO2 | 1056 | 0.35265
CO2 | 10250 | 119
NOX | 10250 | 0.105
SO2 | 10250 | 0.0006
CO2 | 83 | 210
NOX | 83 | 0.34538
SO2 | 83 | 0.39131
CO2 | 84 | 210
NOX | 84 | 0.32605
SO2 | 84 | 0.35108
CO2 | 5977 | 206
NOX | 5977 | 0.22026
SO2 | 5977 | 0.20099
CO2 | 5978 | 206
NOX | 5978 | 0.29467
SO2 | 5978 | 0.18282
CO2 | 5979 | 206
NOX | 5979 | 0.25439
SO2 | 5979 | 0.1447
CO2 | 5980 | 206
NOX | 5980 | 0.2601
SO2 | 5980 | 0.13876
CO2 | 4431 | 198
NOX | 4431 | 0.64731
SO2 | 4431 | 0.76258
CO2 | 3264 | 119
NOX | 3264 | 0.0082
SO2 | 3264 | 0.0006
CO2 | 3265 | 119
NOX | 3265 | 0.0758
SO2 | 3265 | 0.00288
CO2 | 3266 | 119
NOX | 3266 | 0.0758
SO2 | 3266 | 0.00288
CO2 | 3267 | 120
NOX | 3267 | 0.05756
SO2 | 3267 | 0.03682
CO2 | 9237 | 118
NOX | 9237 | 0.00821
SO2 | 9237 | 0.001
CO2 | 3318 | 119
NOX | 3318 | 0.8062
SO2 | 3318 | 0.001
CO2 | 2394 | 119
NOX | 2394 | 0.1232
SO2 | 2394 | 0.00049
CO2 | 2395 | 123
NOX | 2395 | 0.09745
SO2 | 2395 | 0.00055
CO2 | 2396 | 119
NOX | 2396 | 0.08528
SO2 | 2396 | 0.00063
CO2 | 5990 | 119
NOX | 5990 | 0.0928
SO2 | 5990 | 0.0006
CO2 | 5991 | 119
NOX | 5991 | 0.153
SO2 | 5991 | 0.0006
CO2 | 3243 | 210
NOX | 3243 | 0.78593
SO2 | 3243 | 0.67513
CO2 | 3244 | 210
NOX | 3244 | 0.1362
SO2 | 3244 | 0.01871
CO2 | 6000 | 119
NOX | 6000 | 0.0239
SO2 | 6000 | 0.0006
CO2 | 6001 | 119
NOX | 6001 | 0.0239
SO2 | 6001 | 0.0006
CO2 | 6002 | 119
NOX | 6002 | 0.0239
SO2 | 6002 | 0.0006
CO2 | 3641 | 210
NOX | 3641 | 0.4177
SO2 | 3641 | 0.56584
CO2 | 3642 | 210
NOX | 3642 | 0.43604
SO2 | 3642 | 0.54036
CO2 | 1341 | 208
NOX | 1341 | 0.40659
SO2 | 1341 | 1.494
CO2 | 1493 | 206
NOX | 1493 | 0.3946
SO2 | 1493 | 4.7823
CO2 | 874 | 118
NOX | 874 | 0.17535
SO2 | 874 | 0.001
CO2 | 2358 | 118
NOX | 2358 | 0.13624
SO2 | 2358 | 0.001
CO2 | 151 | 119
NOX | 151 | 0.16891
SO2 | 151 | 0.001
CO2 | 1740 | 118
NOX | 1740 | 0.11976
SO2 | 1740 | 0.00115
CO2 | 1741 | 118
NOX | 1741 | 0.15153
SO2 | 1741 | 0.00128
CO2 | 3239 | 119
NOX | 3239 | 0.27893
SO2 | 3239 | 0.00095
CO2 | 3240 | 118
NOX | 3240 | 0.20233
SO2 | 3240 | 0.00096
CO2 | 3241 | 118
NOX | 3241 | 0.28655
SO2 | 3241 | 0.00096
CO2 | 3313 | 117
NOX | 3313 | 0.104
SO2 | 3313 | 0.0005
CO2 | 2139 | 119
NOX | 2139 | 0.19
SO2 | 2139 | 0.0006
CO2 | 2604 | 210
NOX | 2604 | 0.34095
SO2 | 2604 | 0.62797
CO2 | 2605 | 210
NOX | 2605 | 0.37637
SO2 | 2605 | 0.04072
CO2 | 2606 | 210
NOX | 2606 | 0.23307
SO2 | 2606 | 0.09678
CO2 | 4521 | 210
NOX | 4521 | 0.3461
SO2 | 4521 | 0.63088
CO2 | 4522 | 210
NOX | 4522 | 0.3461
SO2 | 4522 | 0.63088
CO2 | 7754 | 119
NOX | 7754 | 0.15274
SO2 | 7754 | 0.00359
CO2 | 7755 | 119
NOX | 7755 | 0.14614
SO2 | 7755 | 0.0036
CO2 | 7757 | 206
NOX | 7757 | 0.44509
SO2 | 7757 | 0.71162
CO2 | 7760 | 118
NOX | 7760 | 0.16128
SO2 | 7760 | 0.00352
CO2 | 5752 | 210
NOX | 5752 | 0.34333
SO2 | 5752 | 0.19913
CO2 | 937 | 119
NOX | 937 | 0.1
SO2 | 937 | 0.00065
CO2 | 3857 | 203
NOX | 3857 | 0.828
SO2 | 3857 | 0.60068
CO2 | 3858 | 204
NOX | 3858 | 0.3057
SO2 | 3858 | 0.59204
CO2 | 1085 | 206
NOX | 1085 | 0.0827
SO2 | 1085 | 0.10601
CO2 | 1086 | 206
NOX | 1086 | 0.08316
SO2 | 1086 | 0.24887
CO2 | 1648 | 119
NOX | 1648 | 0.2719
SO2 | 1648 | 0.0006
CO2 | 378 | 210
NOX | 378 | 0.27586
SO2 | 378 | 1.4233
CO2 | 379 | 210
NOX | 379 | 0.17426
SO2 | 379 | 1.422
CO2 | 1329 | 206
NOX | 1329 | 0.34331
SO2 | 1329 | 0.03554
CO2 | 1330 | 114
NOX | 1330 | 0.13349
SO2 | 1330 | 0.00129
CO2 | 1332 | 206
NOX | 1332 | 0.33608
SO2 | 1332 | 0.23802
CO2 | 1333 | 206
NOX | 1333 | 0.32234
SO2 | 1333 | 0.03571
CO2 | 1334 | 123
NOX | 1334 | 0.15253
SO2 | 1334 | 0.00334
CO2 | 5332 | 119
NOX | 5332 | 0.06484
SO2 | 5332 | 0.00165
CO2 | 1684 | 206
NOX | 1684 | 0.08112
SO2 | 1684 | 0.09809
CO2 | 1685 | 206
NOX | 1685 | 0.184
SO2 | 1685 | 0.25828
CO2 | 1686 | 206
NOX | 1686 | 0.1675
SO2 | 1686 | 0.22675
CO2 | 1687 | 206
NOX | 1687 | 0.08387
SO2 | 1687 | 0.09138
CO2 | 1805 | 205
NOX | 1805 | 0.405
SO2 | 1805 | 4.1088
CO2 | 1806 | 205
NOX | 1806 | 0.405
SO2 | 1806 | 4.1088
CO2 | 1807 | 205
NOX | 1807 | 0.405
SO2 | 1807 | 4.1088
CO2 | 1808 | 206
NOX | 1808 | 0.42052
SO2 | 1808 | 3.9515
CO2 | 4172 | 206
NOX | 4172 | 0.05351
SO2 | 4172 | 0.33944
CO2 | 4174 | 206
NOX | 4174 | 0.04708
SO2 | 4174 | 0.35453
CO2 | 710 | 205
NOX | 710 | 0.32948
SO2 | 710 | 0.28744
CO2 | 711 | 206
NOX | 711 | 0.38674
SO2 | 711 | 0.2933
CO2 | 712 | 206
NOX | 712 | 0.26224
SO2 | 712 | 0.67649
CO2 | 3048 | 206
NOX | 3048 | 0.28878
SO2 | 3048 | 0.48337
CO2 | 3049 | 206
NOX | 3049 | 0.2976
SO2 | 3049 | 0.57613
CO2 | 3050 | 206
NOX | 3050 | 0.07873
SO2 | 3050 | 0.73507
CO2 | 3051 | 206
NOX | 3051 | 0.10409
SO2 | 3051 | 0.63591
CO2 | 10173 | 118
NOX | 10173 | 0.088
SO2 | 10173 | 0.00099
CO2 | 1985 | 205
NOX | 1985 | 0.454
SO2 | 1985 | 1.7
CO2 | 1427 | 207
NOX | 1427 | 0.26444
SO2 | 1427 | 0.51772
CO2 | 1428 | 206
NOX | 1428 | 0.27125
SO2 | 1428 | 0.56724
CO2 | 3589 | 206
NOX | 3589 | 0.13043
SO2 | 3589 | 0.6938
CO2 | 3590 | 206
NOX | 3590 | 0.12311
SO2 | 3590 | 0.73883
CO2 | 3591 | 206
NOX | 3591 | 0.2607
SO2 | 3591 | 0.19947
CO2 | 4201 | 206
NOX | 4201 | 0.39145
SO2 | 4201 | 0.65672
CO2 | 4202 | 205
NOX | 4202 | 0.2941
SO2 | 4202 | 0.42343
CO2 | 4203 | 206
NOX | 4203 | 0.39205
SO2 | 4203 | 0.65421
CO2 | 4204 | 206
NOX | 4204 | 0.39213
SO2 | 4204 | 0.65602
CO2 | 4205 | 206
NOX | 4205 | 0.39124
SO2 | 4205 | 0.65562
CO2 | 4206 | 206
NOX | 4206 | 0.39815
SO2 | 4206 | 0.66218
CO2 | 4207 | 206
NOX | 4207 | 0.33517
SO2 | 4207 | 0.64867
CO2 | 4208 | 206
NOX | 4208 | 0.33143
SO2 | 4208 | 0.64911
CO2 | 4209 | 206
NOX | 4209 | 0.33187
SO2 | 4209 | 0.65492
CO2 | 4210 | 206
NOX | 4210 | 0.3326
SO2 | 4210 | 0.65104
CO2 | 2058 | 206
NOX | 2058 | 0.07391
SO2 | 2058 | 0.42089
CO2 | 2059 | 206
NOX | 2059 | 0.08637
SO2 | 2059 | 0.58096
CO2 | 1033 | 206
NOX | 1033 | 0.44582
SO2 | 1033 | 2.2443
CO2 | 1035 | 206
NOX | 1035 | 0.452
SO2 | 1035 | 2.2372
CO2 | 1124 | 206
NOX | 1124 | 0.35891
SO2 | 1124 | 1.3672
CO2 | 1125 | 206
NOX | 1125 | 0.35914
SO2 | 1125 | 1.3656
CO2 | 3884 | 118
NOX | 3884 | 0.15901
SO2 | 3884 | 0.001
CO2 | 3885 | 118
NOX | 3885 | 0.1225
SO2 | 3885 | 0.001
CO2 | 9633 | 119
NOX | 9633 | 0.1376
SO2 | 9633 | 0.0006
CO2 | 4958 | 118
NOX | 4958 | 0.14924
SO2 | 4958 | 0.001
CO2 | 4959 | 118
NOX | 4959 | 0.14256
SO2 | 4959 | 0.001
CO2 | 4961 | 118
NOX | 4961 | 0.25156
SO2 | 4961 | 0.001
CO2 | 4962 | 119
NOX | 4962 | 0.1271
SO2 | 4962 | 0.0006
CO2 | 4517 | 118
NOX | 4517 | 0.21217
SO2 | 4517 | 0.001
CO2 | 2697 | 118
NOX | 2697 | 0.14376
SO2 | 2697 | 0.001
CO2 | 2698 | 118
NOX | 2698 | 0.0844
SO2 | 2698 | 0.001
CO2 | 2699 | 118
NOX | 2699 | 0.34586
SO2 | 2699 | 0.001
CO2 | 3363 | 118
NOX | 3363 | 0.0322
SO2 | 3363 | 0.00099
CO2 | 3364 | 109
NOX | 3364 | 0.0211
SO2 | 3364 | 0.00046
CO2 | 3365 | 118
NOX | 3365 | 0.15429
SO2 | 3365 | 0.001
CO2 | 3366 | 118
NOX | 3366 | 0.23896
SO2 | 3366 | 0.001
CO2 | 3367 | 118
NOX | 3367 | 0.23955
SO2 | 3367 | 0.001
CO2 | 4405 | 119
NOX | 4405 | 0.3121
SO2 | 4405 | 0.00062
CO2 | 3022 | 118
NOX | 3022 | 0.10211
SO2 | 3022 | 0.001
CO2 | 3023 | 118
NOX | 3023 | 0.18223
SO2 | 3023 | 0.001
CO2 | 3024 | 118
NOX | 3024 | 0.13975
SO2 | 3024 | 0.001
CO2 | 7379 | 119
NOX | 7379 | 0.18146
SO2 | 7379 | 0.01323
CO2 | 7380 | 119
NOX | 7380 | 0.17146
SO2 | 7380 | 0.01019
CO2 | 7381 | 123
NOX | 7381 | 0.34851
SO2 | 7381 | 0.00099
CO2 | 7382 | 119
NOX | 7382 | 0.1367
SO2 | 7382 | 0.00061
CO2 | 7383 | 119
NOX | 7383 | 0.1367
SO2 | 7383 | 0.00061
CO2 | 7384 | 119
NOX | 7384 | 0.1367
SO2 | 7384 | 0.00061
CO2 | 147 | 120
NOX | 147 | 0.06972
SO2 | 147 | 0.001
CO2 | 2653 | 118
NOX | 2653 | 0.07308
SO2 | 2653 | 0.00099
CO2 | 2654 | 118
NOX | 2654 | 0.08314
SO2 | 2654 | 0.00099
CO2 | 2109 | 119
NOX | 2109 | 0.16177
SO2 | 2109 | 0.001
CO2 | 460 | 118
NOX | 460 | 0.13797
SO2 | 460 | 0.001
CO2 | 461 | 118
NOX | 461 | 0.16788
SO2 | 461 | 0.001
CO2 | 3190 | 119
NOX | 3190 | 0.10794
SO2 | 3190 | 0.001
CO2 | 2877 | 143
NOX | 2877 | 0.242
SO2 | 2877 | 0.323
CO2 | 2878 | 157
NOX | 2878 | 0.244
SO2 | 2878 | 0.325
CO2 | 2879 | 157
NOX | 2879 | 0.225
SO2 | 2879 | 0.376
CO2 | 4943 | 230
NOX | 4943 | 0.18984
SO2 | 4943 | 0.74126
CO2 | 4944 | 252
NOX | 4944 | 0.22429
SO2 | 4944 | 0.74056
CO2 | 4945 | 176
NOX | 4945 | 0.12258
SO2 | 4945 | 0.64966
CO2 | 4946 | 305
NOX | 4946 | 0.12389
SO2 | 4946 | 0.69806
CO2 | 650 | 210
NOX | 650 | 0.43122
SO2 | 650 | 0.93759
CO2 | 651 | 210
NOX | 651 | 0.37761
SO2 | 651 | 0.93103
CO2 | 1753 | 118
NOX | 1753 | 0.08556
SO2 | 1753 | 0.00099
CO2 | 1991 | 119
NOX | 1991 | 0.05909
SO2 | 1991 | 0.001
CO2 | 1992 | 206
NOX | 1992 | 0.35904
SO2 | 1992 | 1.1256
CO2 | 1993 | 206
NOX | 1993 | 0.10878
SO2 | 1993 | 1.036
CO2 | 1994 | 158
NOX | 1994 | 0.23946
SO2 | 1994 | 0.55495
CO2 | 3654 | 133
NOX | 3654 | 0.10498
SO2 | 3654 | 0.01816
CO2 | 4696 | 162
NOX | 4696 | 0.30624
SO2 | 4696 | 1.4324
CO2 | 791 | 123
NOX | 791 | 0.09984
SO2 | 791 | 0.02956
CO2 | 792 | 121
NOX | 792 | 0.09203
SO2 | 792 | 0.02104
CO2 | 795 | 129
NOX | 795 | 0.0926
SO2 | 795 | 0.03648
CO2 | 796 | 123
NOX | 796 | 0.0756
SO2 | 796 | 0.01486
CO2 | 797 | 124
NOX | 797 | 0.08831
SO2 | 797 | 0.02061
CO2 | 798 | 124
NOX | 798 | 0.06771
SO2 | 798 | 0.02137
CO2 | 800 | 205
NOX | 800 | 0.14
SO2 | 800 | 0.11329
CO2 | 801 | 205
NOX | 801 | 0.1992
SO2 | 801 | 0.12212
CO2 | 1249 | 163
NOX | 1249 | 0.18798
SO2 | 1249 | 0.11399
CO2 | 1250 | 163
NOX | 1250 | 0.1899
SO2 | 1250 | 0.10849
CO2 | 1252 | 205
NOX | 1252 | 0.2666
SO2 | 1252 | 0.16284
CO2 | 1253 | 205
NOX | 1253 | 0.2654
SO2 | 1253 | 0.18416
CO2 | 1254 | 205
NOX | 1254 | 0.2634
SO2 | 1254 | 0.18922
CO2 | 3196 | 205
NOX | 3196 | 0.0486
SO2 | 3196 | 0.14116
CO2 | 3197 | 205
NOX | 3197 | 0.0414
SO2 | 3197 | 0.12913
CO2 | 9944 | 131
NOX | 9944 | 0.8062
SO2 | 9944 | 0.0417
CO2 | 9232 | 118
NOX | 9232 | 0.00806
SO2 | 9232 | 0.001
CO2 | 705 | 162
NOX | 705 | 0.0797
SO2 | 705 | 0.39519
CO2 | 706 | 172
NOX | 706 | 0.12318
SO2 | 706 | 0.36187
CO2 | 5969 | 119
NOX | 5969 | 0.2011
SO2 | 5969 | 0.00094
CO2 | 5970 | 202
NOX | 5970 | 0.35503
SO2 | 5970 | 0.30691
CO2 | 5971 | 202
NOX | 5971 | 0.43762
SO2 | 5971 | 0.34638
CO2 | 9827 | 119
NOX | 9827 | 0.06825
SO2 | 9827 | 0.00099
CO2 | 3211 | 205
NOX | 3211 | 0.09655
SO2 | 3211 | 0.2815
CO2 | 498 | 193
NOX | 498 | 0.16715
SO2 | 498 | 0.91263
CO2 | 499 | 193
NOX | 499 | 0.24616
SO2 | 499 | 1.0077
CO2 | 500 | 203
NOX | 500 | 0.14019
SO2 | 500 | 1.1509
CO2 | 501 | 123
NOX | 501 | 0.15165
SO2 | 501 | 0.0796
CO2 | 4107 | 206
NOX | 4107 | 0.21689
SO2 | 4107 | 0.9598
CO2 | 4108 | 205
NOX | 4108 | 0.19045
SO2 | 4108 | 0.92658
CO2 | 4109 | 206
NOX | 4109 | 0.11012
SO2 | 4109 | 1.0539
CO2 | 4110 | 159
NOX | 4110 | 0.08995
SO2 | 4110 | 0.65572
CO2 | 4881 | 128
NOX | 4881 | 0.08659
SO2 | 4881 | 0.28569
CO2 | 906 | 161
NOX | 906 | 0.25481
SO2 | 906 | 0.80724
CO2 | 907 | 118
NOX | 907 | 0.13332
SO2 | 907 | 0.01528
CO2 | 205 | 210
NOX | 205 | 0.36157
SO2 | 205 | 0.91294
CO2 | 206 | 210
NOX | 206 | 0.1772
SO2 | 206 | 0.9135
CO2 | 2514 | 118
NOX | 2514 | 0.14711
SO2 | 2514 | 0.001
CO2 | 1133 | 105
NOX | 1133 | 0.03942
SO2 | 1133 | 0.35264
CO2 | 1134 | 209
NOX | 1134 | 0.08047
SO2 | 1134 | 0.78287
CO2 | 1135 | 120
NOX | 1135 | 0.09867
SO2 | 1135 | 0.052
CO2 | 1136 | 119
NOX | 1136 | 0.09477
SO2 | 1136 | 0.03679
CO2 | 2218 | 210
NOX | 2218 | 0.22143
SO2 | 2218 | 0.67463
CO2 | 2219 | 210
NOX | 2219 | 0.28714
SO2 | 2219 | 0.80498
CO2 | 2220 | 210
NOX | 2220 | 0.10794
SO2 | 2220 | 0.52761
CO2 | 2213 | 210
NOX | 2213 | 0.28569
SO2 | 2213 | 0.90819
CO2 | 2214 | 210
NOX | 2214 | 0.30841
SO2 | 2214 | 0.9226
CO2 | 2227 | 209
NOX | 2227 | 0.24707
SO2 | 2227 | 0.64026
CO2 | 2228 | 210
NOX | 2228 | 0.25303
SO2 | 2228 | 0.646
CO2 | 2229 | 210
NOX | 2229 | 0.25897
SO2 | 2229 | 0.63091
CO2 | 4010 | 119
NOX | 4010 | 0.18
SO2 | 4010 | 0.002
CO2 | 1890 | 210
NOX | 1890 | 0.58735
SO2 | 1890 | 1.4351
CO2 | 3132 | 210
NOX | 3132 | 0.2774
SO2 | 3132 | 1.1225
CO2 | 3139 | 210
NOX | 3139 | 0.2969
SO2 | 3139 | 1.1223
CO2 | 3142 | 210
NOX | 3142 | 0.06835
SO2 | 3142 | 0.25156
CO2 | 3145 | 210
NOX | 3145 | 0.08428
SO2 | 3145 | 0.02446
CO2 | 3962 | 199
NOX | 3962 | 0.1629
SO2 | 3962 | 0.81321
CO2 | 3963 | 199
NOX | 3963 | 0.2291
SO2 | 3963 | 0.83761
CO2 | 3964 | 200
NOX | 3964 | 0.29238
SO2 | 3964 | 0.72871
CO2 | 4352 | 209
NOX | 4352 | 0.29462
SO2 | 4352 | 0.68735
CO2 | 4356 | 210
NOX | 4356 | 0.37495
SO2 | 4356 | 0.66066
CO2 | 4357 | 210
NOX | 4357 | 0.40545
SO2 | 4357 | 0.74216
CO2 | 4358 | 210
NOX | 4358 | 0.3502
SO2 | 4358 | 0.69871
CO2 | 4360 | 209
NOX | 4360 | 0.1728
SO2 | 4360 | 1.3141
CO2 | 4361 | 210
NOX | 4361 | 0.18757
SO2 | 4361 | 1.3761
CO2 | 4590 | 210
NOX | 4590 | 0.5908
SO2 | 4590 | 1.2832
CO2 | 4591 | 210
NOX | 4591 | 0.5807
SO2 | 4591 | 1.2887
CO2 | 4592 | 210
NOX | 4592 | 0.37528
SO2 | 4592 | 1.2386
CO2 | 3813 | 205
NOX | 3813 | 0.3675
SO2 | 3813 | 0.84711
CO2 | 3814 | 205
NOX | 3814 | 0.3675
SO2 | 3814 | 0.84711
CO2 | 3815 | 205
NOX | 3815 | 0.3675
SO2 | 3815 | 0.84711
CO2 | 3816 | 207
NOX | 3816 | 0.32918
SO2 | 3816 | 0.75772
CO2 | 3817 | 206
NOX | 3817 | 0.34394
SO2 | 3817 | 0.8078
CO2 | 3818 | 210
NOX | 3818 | 0.38303
SO2 | 3818 | 0.48885
CO2 | 3819 | 210
NOX | 3819 | 0.37459
SO2 | 3819 | 0.48944
CO2 | 3820 | 210
NOX | 3820 | 0.37886
SO2 | 3820 | 0.484
CO2 | 3097 | 119
NOX | 3097 | 0.0982
SO2 | 3097 | 0.0006
CO2 | 3099 | 119
NOX | 3099 | 0.0982
SO2 | 3099 | 0.0006
CO2 | 2211 | 206
NOX | 2211 | 0.24141
SO2 | 2211 | 0.17252
CO2 | 2257 | 211
NOX | 2257 | 0.39896
SO2 | 2257 | 1.0589
CO2 | 1370 | 210
NOX | 1370 | 0.25011
SO2 | 1370 | 0.55541
CO2 | 1371 | 208
NOX | 1371 | 0.26505
SO2 | 1371 | 0.54462
CO2 | 1372 | 206
NOX | 1372 | 0.15745
SO2 | 1372 | 1.0355
CO2 | 1373 | 210
NOX | 1373 | 0.2285
SO2 | 1373 | 0.55804
CO2 | 1374 | 210
NOX | 1374 | 0.22138
SO2 | 1374 | 0.56747
CO2 | 1375 | 210
NOX | 1375 | 0.21939
SO2 | 1375 | 0.56182
CO2 | 1458 | 210
NOX | 1458 | 0.23599
SO2 | 1458 | 0.57054
CO2 | 4235 | 210
NOX | 4235 | 0.15417
SO2 | 4235 | 0.1138
CO2 | 5017 | 205
NOX | 5017 | 0.19422
SO2 | 5017 | 0.64745
CO2 | 1588 | 118
NOX | 1588 | 0.17673
SO2 | 1588 | 0.00953
CO2 | 4484 | 210
NOX | 4484 | 0.17893
SO2 | 4484 | 0.15793
CO2 | 4485 | 210
NOX | 4485 | 0.18134
SO2 | 4485 | 0.15522
CO2 | 899 | 210
NOX | 899 | 0.22163
SO2 | 899 | 0.56996
CO2 | 900 | 210
NOX | 900 | 0.22754
SO2 | 900 | 0.56321
CO2 | 901 | 210
NOX | 901 | 0.05794
SO2 | 901 | 0.0064
CO2 | 902 | 209
NOX | 902 | 0.13236
SO2 | 902 | 0.05188
CO2 | 2759 | 208
NOX | 2759 | 0.30595
SO2 | 2759 | 0.12025
CO2 | 2760 | 208
NOX | 2760 | 0.31608
SO2 | 2760 | 0.12459
CO2 | 391 | 209
NOX | 391 | 0.74082
SO2 | 391 | 0.39097
CO2 | 392 | 210
NOX | 392 | 0.75634
SO2 | 392 | 0.39824
CO2 | 9788 | 118
NOX | 9788 | 0.02218
SO2 | 9788 | 0.001
CO2 | 2019 | 119
NOX | 2019 | 0.0203
SO2 | 2019 | 0.0006
CO2 | 2020 | 119
NOX | 2020 | 0.0203
SO2 | 2020 | 0.0006
CO2 | 2434 | 210
NOX | 2434 | 0.09501
SO2 | 2434 | 0.102
CO2 | 3081 | 210
NOX | 3081 | 0.347
SO2 | 3081 | 0.61
CO2 | 3991 | 119
NOX | 3991 | 0.0315
SO2 | 3991 | 0.0006
CO2 | 3996 | 119
NOX | 3996 | 0.0315
SO2 | 3996 | 0.0006
CO2 | 2094 | 210
NOX | 2094 | 0.18909
SO2 | 2094 | 0.66943
CO2 | 2095 | 210
NOX | 2095 | 0.182
SO2 | 2095 | 0.68184
CO2 | 4255 | 158
NOX | 4255 | 0.20565
SO2 | 4255 | 0.13691
CO2 | 1549 | 119
NOX | 1549 | 0.1435
SO2 | 1549 | 0.0006
CO2 | 2896 | 118
NOX | 2896 | 0.26778
SO2 | 2896 | 0.01568
CO2 | 855 | 118
NOX | 855 | 0.06944
SO2 | 855 | 0.003
CO2 | 270 | 119
NOX | 270 | 0.27443
SO2 | 270 | 0.01364
CO2 | 271 | 118
NOX | 271 | 0.33101
SO2 | 271 | 0.001
CO2 | 1223 | 119
NOX | 1223 | 0.1652
SO2 | 1223 | 0.0006
CO2 | 1224 | 119
NOX | 1224 | 0.0804
SO2 | 1224 | 0.00059
CO2 | 3932 | 119
NOX | 3932 | 0.13713
SO2 | 3932 | 0.001
CO2 | 3933 | 118
NOX | 3933 | 0.29341
SO2 | 3933 | 0.001
CO2 | 4366 | 206
NOX | 4366 | 0.19309
SO2 | 4366 | 0.34972
CO2 | 4367 | 206
NOX | 4367 | 0.15728
SO2 | 4367 | 0.33984
CO2 | 3199 | 119
NOX | 3199 | 0.2841
SO2 | 3199 | 0.001
CO2 | 3200 | 119
NOX | 3200 | 0.23178
SO2 | 3200 | 0.001
CO2 | 3201 | 119
NOX | 3201 | 0.25837
SO2 | 3201 | 0.001
CO2 | 156 | 210
NOX | 156 | 0.18735
SO2 | 156 | 1.2916
CO2 | 1956 | 209
NOX | 1956 | 0.07279
SO2 | 1956 | 0.10774
CO2 | 3162 | 210
NOX | 3162 | 0.32533
SO2 | 3162 | 0.74277
CO2 | 3163 | 210
NOX | 3163 | 0.3246
SO2 | 3163 | 0.74771
CO2 | 3164 | 210
NOX | 3164 | 0.30929
SO2 | 3164 | 0.75812
CO2 | 4243 | 210
NOX | 4243 | 0.45067
SO2 | 4243 | 1.2422
CO2 | 4244 | 210
NOX | 4244 | 0.44267
SO2 | 4244 | 1.3158
CO2 | 4245 | 210
NOX | 4245 | 0.1396
SO2 | 4245 | 1.105
CO2 | 2534 | 210
NOX | 2534 | 0.65658
SO2 | 2534 | 0.57697
CO2 | 2502 | 210
NOX | 2502 | 0.09929
SO2 | 2502 | 0.59723
CO2 | 2503 | 210
NOX | 2503 | 0.1076
SO2 | 2503 | 0.60257
CO2 | 2504 | 210
NOX | 2504 | 0.10483
SO2 | 2504 | 0.6122
CO2 | 2505 | 210
NOX | 2505 | 0.10386
SO2 | 2505 | 0.61286
CO2 | 2977 | 210
NOX | 2977 | 0.65625
SO2 | 2977 | 0.49644
CO2 | 2978 | 210
NOX | 2978 | 0.50493
SO2 | 2978 | 0.17198
CO2 | 2979 | 210
NOX | 2979 | 0.17545
SO2 | 2979 | 0.49056
CO2 | 2980 | 210
NOX | 2980 | 0.17622
SO2 | 2980 | 0.49462
CO2 | 4257 | 210
NOX | 4257 | 0.28489
SO2 | 4257 | 0.20716
CO2 | 4258 | 210
NOX | 4258 | 0.25404
SO2 | 4258 | 0.13931
CO2 | 985 | 205
NOX | 985 | 0.45115
SO2 | 985 | 1.9801
CO2 | 446 | 198
NOX | 446 | 0.2517
SO2 | 446 | 4.1283
CO2 | 2265 | 208
NOX | 2265 | 0.20974
SO2 | 2265 | 0.57948
CO2 | 2266 | 208
NOX | 2266 | 0.23211
SO2 | 2266 | 0.5803
CO2 | 2267 | 209
NOX | 2267 | 0.22857
SO2 | 2267 | 0.58318
CO2 | 2269 | 119
NOX | 2269 | 0.1569
SO2 | 2269 | 0.00063
CO2 | 3329 | 210
NOX | 3329 | 0.3217
SO2 | 3329 | 0.42468
CO2 | 3330 | 210
NOX | 3330 | 0.16152
SO2 | 3330 | 0.41867
CO2 | 4534 | 210
NOX | 4534 | 0.16237
SO2 | 4534 | 0.42389
CO2 | 4535 | 210
NOX | 4535 | 0.44511
SO2 | 4535 | 0.42205
CO2 | 4536 | 210
NOX | 4536 | 0.11281
SO2 | 4536 | 0.44547
CO2 | 805 | 210
NOX | 805 | 0.88919
SO2 | 805 | 0.62198
CO2 | 6677 | 210
NOX | 6677 | 0.2822
SO2 | 6677 | 0.45651
CO2 | 701 | 122
NOX | 701 | 0.22547
SO2 | 701 | 0.13433
CO2 | 2712 | 207
NOX | 2712 | 0.19368
SO2 | 2712 | 0.4892
CO2 | 10314 | 122
NOX | 10314 | 0.066
SO2 | 10314 | 0.0434
CO2 | 4223 | 210
NOX | 4223 | 0.91065
SO2 | 4223 | 0.49155
CO2 | 4224 | 210
NOX | 4224 | 0.58179
SO2 | 4224 | 0.46075
CO2 | 3401 | 209
NOX | 3401 | 0.33181
SO2 | 3401 | 0.72357
CO2 | 3402 | 209
NOX | 3402 | 0.33236
SO2 | 3402 | 0.71872
CO2 | 3403 | 210
NOX | 3403 | 0.33085
SO2 | 3403 | 0.72775
CO2 | 3404 | 209
NOX | 3404 | 0.31809
SO2 | 3404 | 0.73191
CO2 | 3405 | 209
NOX | 3405 | 0.3824
SO2 | 3405 | 0.71034
CO2 | 4127 | 118
NOX | 4127 | 0.0581
SO2 | 4127 | 0.001
CO2 | 6754 | 119
NOX | 6754 | 0.0355
SO2 | 6754 | 0.00059
CO2 | 6755 | 119
NOX | 6755 | 0.0355
SO2 | 6755 | 0.00059
CO2 | 6756 | 119
NOX | 6756 | 0.0355
SO2 | 6756 | 0.00059
CO2 | 6762 | 209
NOX | 6762 | 0.2463
SO2 | 6762 | 0.09953
CO2 | 6763 | 207
NOX | 6763 | 0.24861
SO2 | 6763 | 0.09525
CO2 | 6764 | 210
NOX | 6764 | 0.20534
SO2 | 6764 | 0.10083
CO2 | 6765 | 210
NOX | 6765 | 0.20885
SO2 | 6765 | 0.1017
CO2 | 6770 | 119
NOX | 6770 | 0.187
SO2 | 6770 | 0.0006
CO2 | 7498 | 119
NOX | 7498 | 0.31516
SO2 | 7498 | 0.00092
CO2 | 7499 | 119
NOX | 7499 | 0.26881
SO2 | 7499 | 0.00094
CO2 | 7522 | 119
NOX | 7522 | 0.31181
SO2 | 7522 | 0.00099
CO2 | 7523 | 119
NOX | 7523 | 0.0487
SO2 | 7523 | 0.0006
CO2 | 7524 | 119
NOX | 7524 | 0.2994
SO2 | 7524 | 0.0006
CO2 | 7525 | 119
NOX | 7525 | 0.2994
SO2 | 7525 | 0.0006
CO2 | 7527 | 119
NOX | 7527 | 0.2994
SO2 | 7527 | 0.0006
CO2 | 7528 | 119
NOX | 7528 | 0.2994
SO2 | 7528 | 0.0006
CO2 | 7643 | 205
NOX | 7643 | 0.42
SO2 | 7643 | 0.82
CO2 | 7644 | 205
NOX | 7644 | 0.42
SO2 | 7644 | 0.82
CO2 | 2995 | 206
NOX | 2995 | 0.54618
SO2 | 2995 | 3.1409
CO2 | 2996 | 206
NOX | 2996 | 0.56176
SO2 | 2996 | 2.2154
CO2 | 4139 | 202
NOX | 4139 | 0.28891
SO2 | 4139 | 1.0931
CO2 | 4140 | 207
NOX | 4140 | 0.06621
SO2 | 4140 | 0.00188
CO2 | 4141 | 203
NOX | 4141 | 0.2913
SO2 | 4141 | 1.1066
CO2 | 209 | 206
NOX | 209 | 0.39666
SO2 | 209 | 2.1879
CO2 | 210 | 205
NOX | 210 | 0.38921
SO2 | 210 | 0.15133
CO2 | 211 | 162
NOX | 211 | 0.19321
SO2 | 211 | 1.1115
CO2 | 1206 | 2
NOX | 1206 | 0.6004
SO2 | 1206 | 0.0006
CO2 | 1694 | 118
NOX | 1694 | 0.12254
SO2 | 1694 | 0.001
CO2 | 1695 | 157
NOX | 1695 | 0.122
SO2 | 1695 | 0.0169
CO2 | 604 | 162
NOX | 604 | 0.7755
SO2 | 604 | 0.20209
CO2 | 2117 | 137
NOX | 2117 | 0.14526
SO2 | 2117 | 0.00193
CO2 | 2118 | 194
NOX | 2118 | 0.07536
SO2 | 2118 | 0.09665
CO2 | 2388 | 121
NOX | 2388 | 0.1353
SO2 | 2388 | 0.00088
CO2 | 2389 | 121
NOX | 2389 | 0.1353
SO2 | 2389 | 0.00088
CO2 | 2681 | 121
NOX | 2681 | 0.05711
SO2 | 2681 | 0.00187
CO2 | 2682 | 121
NOX | 2682 | 0.05274
SO2 | 2682 | 0.00188
CO2 | 2683 | 120
NOX | 2683 | 0.05355
SO2 | 2683 | 0.00169
CO2 | 2684 | 120
NOX | 2684 | 0.05301
SO2 | 2684 | 0.00179
CO2 | 2982 | 177
NOX | 2982 | 0.64231
SO2 | 2982 | 0.15638
CO2 | 2983 | 191
NOX | 2983 | 0.08419
SO2 | 2983 | 0.11021
CO2 | 4188 | 140
NOX | 4188 | 0.62587
SO2 | 4188 | 0.10145
CO2 | 4189 | 118
NOX | 4189 | 0.05381
SO2 | 4189 | 0.001
CO2 | 4190 | 121
NOX | 4190 | 0.06279
SO2 | 4190 | 0.00397
CO2 | 4191 | 143
NOX | 4191 | 0.06302
SO2 | 4191 | 1.4263
CO2 | 5982 | 205
NOX | 5982 | 0.75341
SO2 | 5982 | 0.12414
CO2 | 5983 | 205
NOX | 5983 | 0.65519
SO2 | 5983 | 0.12205
CO2 | 5984 | 205
NOX | 5984 | 0.59569
SO2 | 5984 | 0.15111
CO2 | 5985 | 205
NOX | 5985 | 0.47361
SO2 | 5985 | 0.22291
CO2 | 5986 | 205
NOX | 5986 | 0.47851
SO2 | 5986 | 0.21983
CO2 | 6385 | 119
NOX | 6385 | 0.18084
SO2 | 6385 | 0.001
CO2 | 6386 | 119
NOX | 6386 | 0.11119
SO2 | 6386 | 0.001
CO2 | 6387 | 118
NOX | 6387 | 0.17435
SO2 | 6387 | 0.001
CO2 | 2772 | 119
NOX | 2772 | 0.1424
SO2 | 2772 | 0.00057
CO2 | 7222 | 119
NOX | 7222 | 0.17468
SO2 | 7222 | 0.001
CO2 | 7223 | 119
NOX | 7223 | 0.17339
SO2 | 7223 | 0.001
CO2 | 7224 | 119
NOX | 7224 | 0.18997
SO2 | 7224 | 0.001
CO2 | 7225 | 208
NOX | 7225 | 0.27704
SO2 | 7225 | 0.06818
CO2 | 7226 | 209
NOX | 7226 | 0.27608
SO2 | 7226 | 0.07802
CO2 | 7227 | 209
NOX | 7227 | 0.26756
SO2 | 7227 | 0.07313
CO2 | 7228 | 209
NOX | 7228 | 0.27405
SO2 | 7228 | 0.07738
CO2 | 1108 | 118
NOX | 1108 | 0.15943
SO2 | 1108 | 0.00098
CO2 | 1109 | 118
NOX | 1109 | 0.20522
SO2 | 1109 | 0.00098
CO2 | 1110 | 118
NOX | 1110 | 0.07899
SO2 | 1110 | 0.00096
CO2 | 1111 | 118
NOX | 1111 | 0.07221
SO2 | 1111 | 0.00097
CO2 | 1149 | 135
NOX | 1149 | 0.17787
SO2 | 1149 | 0.36071
CO2 | 1150 | 137
NOX | 1150 | 0.15848
SO2 | 1150 | 0.59699
CO2 | 1151 | 192
NOX | 1151 | 0.21561
SO2 | 1151 | 0.81756
CO2 | 1152 | 190
NOX | 1152 | 0.22108
SO2 | 1152 | 0.81324
CO2 | 148 | 118
NOX | 148 | 0.08567
SO2 | 148 | 0.001
CO2 | 149 | 118
NOX | 149 | 0.09089
SO2 | 149 | 0.001
CO2 | 3744 | 132
NOX | 3744 | 0.1622
SO2 | 3744 | 0.089
CO2 | 1350 | 119
NOX | 1350 | 0.12748
SO2 | 1350 | 0.00467
CO2 | 1351 | 119
NOX | 1351 | 0.15463
SO2 | 1351 | 0.00937
CO2 | 3901 | 118
NOX | 3901 | 0.12759
SO2 | 3901 | 0.00302
CO2 | 3902 | 119
NOX | 3902 | 0.06082
SO2 | 3902 | 0.00711
CO2 | 3904 | 119
NOX | 3904 | 0.05867
SO2 | 3904 | 0.00538
CO2 | 4800 | 147
NOX | 4800 | 0.082
SO2 | 4800 | 0.7
CO2 | 4802 | 147
NOX | 4802 | 0.06
SO2 | 4802 | 0.7
CO2 | 4804 | 147
NOX | 4804 | 0.058
SO2 | 4804 | 0.7
CO2 | 248 | 120
NOX | 248 | 0.155
SO2 | 248 | 0.0754
CO2 | 249 | 118
NOX | 249 | 0.109
SO2 | 249 | 0.00061
CO2 | 1527 | 118
NOX | 1527 | 0.08028
SO2 | 1527 | 0.001
CO2 | 1724 | 118
NOX | 1724 | 0.05631
SO2 | 1724 | 0.001
CO2 | 1725 | 118
NOX | 1725 | 0.06301
SO2 | 1725 | 0.001
CO2 | 3428 | 126
NOX | 3428 | 0.09166
SO2 | 3428 | 0.13557
CO2 | 3429 | 122
NOX | 3429 | 0.07046
SO2 | 3429 | 0.05692
CO2 | 3430 | 119
NOX | 3430 | 0.053
SO2 | 3430 | 0.01806
CO2 | 3431 | 143
NOX | 3431 | 0.49927
SO2 | 3431 | 0.10557
CO2 | 10262 | 119
NOX | 10262 | 0.0379
SO2 | 10262 | 0.00051
CO2 | 10263 | 123
NOX | 10263 | 0.0768
SO2 | 10263 | 0.07028
CO2 | 3761 | 122
NOX | 3761 | 0.04941
SO2 | 3761 | 0.04499
CO2 | 3762 | 122
NOX | 3762 | 0.06651
SO2 | 3762 | 0.0637
CO2 | 10519 | 122
NOX | 10519 | 0.033
SO2 | 10519 | 0.0006
CO2 | 1823 | 205
NOX | 1823 | 0.2032
SO2 | 1823 | 0.15377
CO2 | 1824 | 205
NOX | 1824 | 0.2032
SO2 | 1824 | 0.15377
CO2 | 9713 | 205
NOX | 9713 | 0.3035
SO2 | 9713 | 1.2018
CO2 | 1228 | 210
NOX | 1228 | 0.15882
SO2 | 1228 | 0.53222
CO2 | 1306 | 210
NOX | 1306 | 0.15573
SO2 | 1306 | 0.52623
CO2 | 1307 | 210
NOX | 1307 | 0.15846
SO2 | 1307 | 0.5313
CO2 | 1308 | 210
NOX | 1308 | 0.1668
SO2 | 1308 | 0.53247
CO2 | 3540 | 158
NOX | 3540 | 0.11795
SO2 | 3540 | 0.55753
CO2 | 3541 | 157
NOX | 3541 | 0.10566
SO2 | 3541 | 0.32377
CO2 | 1318 | 206
NOX | 1318 | 0.40787
SO2 | 1318 | 2.8698
CO2 | 1319 | 206
NOX | 1319 | 0.41079
SO2 | 1319 | 2.8616
CO2 | 1320 | 206
NOX | 1320 | 0.44781
SO2 | 1320 | 2.7989
CO2 | 1321 | 206
NOX | 1321 | 0.12075
SO2 | 1321 | 0.13181
CO2 | 1323 | 205
NOX | 1323 | 0.4028
SO2 | 1323 | 2.8611
CO2 | 483 | 118
NOX | 483 | 0.09287
SO2 | 483 | 0.00105
CO2 | 484 | 118
NOX | 484 | 0.06573
SO2 | 484 | 0.00443
CO2 | 2725 | 161
NOX | 2725 | 0.174
SO2 | 2725 | 0.08
CO2 | 2726 | 204
NOX | 2726 | 0.342
SO2 | 2726 | 0.8873
CO2 | 2727 | 204
NOX | 2727 | 0.342
SO2 | 2727 | 0.8873
CO2 | 4021 | 205
NOX | 4021 | 0.371
SO2 | 4021 | 3.377
CO2 | 4022 | 205
NOX | 4022 | 0.376
SO2 | 4022 | 3.417
CO2 | 4023 | 205
NOX | 4023 | 0.309
SO2 | 4023 | 3.216
CO2 | 4024 | 205
NOX | 4024 | 0.326
SO2 | 4024 | 3.242
CO2 | 5921 | 118
NOX | 5921 | 0.04004
SO2 | 5921 | 0.001
CO2 | 159 | 206
NOX | 159 | 0.07878
SO2 | 159 | 0.18804
CO2 | 160 | 206
NOX | 160 | 0.15341
SO2 | 160 | 0.24848
CO2 | 5351 | 126
NOX | 5351 | 0.10729
SO2 | 5351 | 0.00267
CO2 | 9439 | 126
NOX | 9439 | 0.111
SO2 | 9439 | 0.00263
CO2 | 716 | 205
NOX | 716 | 0.3774
SO2 | 716 | 1.4435
CO2 | 717 | 204
NOX | 717 | 0.36699
SO2 | 717 | 1.3996
CO2 | 2612 | 205
NOX | 2612 | 0.52316
SO2 | 2612 | 1.3925
CO2 | 2613 | 203
NOX | 2613 | 0.3212
SO2 | 2613 | 1.3153
CO2 | 2614 | 205
NOX | 2614 | 0.33961
SO2 | 2614 | 1.3895
CO2 | 2615 | 205
NOX | 2615 | 0.5332
SO2 | 2615 | 1.334
CO2 | 2616 | 123
NOX | 2616 | 0.0557
SO2 | 2616 | 0.00343
CO2 | 2617 | 120
NOX | 2617 | 0.0461
SO2 | 2617 | 0.00159
CO2 | 2618 | 120
NOX | 2618 | 0.0422
SO2 | 2618 | 0.00156
CO2 | 6905 | 118
NOX | 6905 | 0.0184
SO2 | 6905 | 0.001
CO2 | 6906 | 118
NOX | 6906 | 0.02514
SO2 | 6906 | 0.001
CO2 | 6907 | 118
NOX | 6907 | 0.01046
SO2 | 6907 | 0.001
CO2 | 4061 | 204
NOX | 4061 | 0.14086
SO2 | 4061 | 0.17282
CO2 | 4062 | 205
NOX | 4062 | 0.08268
SO2 | 4062 | 0.1309
CO2 | 4063 | 206
NOX | 4063 | 0.14117
SO2 | 4063 | 0.12642
CO2 | 4064 | 206
NOX | 4064 | 0.1153
SO2 | 4064 | 0.1436
CO2 | 2479 | 203
NOX | 2479 | 0.41281
SO2 | 2479 | 1.366
CO2 | 2480 | 176
NOX | 2480 | 0.93563
SO2 | 2480 | 0.79974
CO2 | 2481 | 204
NOX | 2481 | 0.43947
SO2 | 2481 | 1.3843
CO2 | 590 | 205
NOX | 590 | 0.256
SO2 | 590 | 1.1201
CO2 | 591 | 205
NOX | 591 | 0.227
SO2 | 591 | 1.1392
CO2 | 592 | 118
NOX | 592 | 0.70007
SO2 | 592 | 0.00087
CO2 | 593 | 162
NOX | 593 | 0.44074
SO2 | 593 | 0.5594
CO2 | 594 | 206
NOX | 594 | 0.20331
SO2 | 594 | 1.1275
CO2 | 909 | 205
NOX | 909 | 0.434
SO2 | 909 | 1.5579
CO2 | 910 | 205
NOX | 910 | 0.395
SO2 | 910 | 1.5851
CO2 | 911 | 205
NOX | 911 | 0.337
SO2 | 911 | 1.5041
CO2 | 912 | 205
NOX | 912 | 0.38
SO2 | 912 | 1.4858
CO2 | 913 | 206
NOX | 913 | 0.06194
SO2 | 913 | 0.13451
CO2 | 1137 | 206
NOX | 1137 | 0.41311
SO2 | 1137 | 1.2356
CO2 | 1138 | 206
NOX | 1138 | 0.41934
SO2 | 1138 | 1.2108
CO2 | 1139 | 206
NOX | 1139 | 0.36662
SO2 | 1139 | 1.1308
CO2 | 2830 | 206
NOX | 2830 | 0.20937
SO2 | 2830 | 0.07353
CO2 | 2834 | 206
NOX | 2834 | 0.2035
SO2 | 2834 | 0.06636
CO2 | 2835 | 206
NOX | 2835 | 0.04461
SO2 | 2835 | 0.05959
CO2 | 2838 | 206
NOX | 2838 | 0.22957
SO2 | 2838 | 0.06011
CO2 | 3967 | 162
NOX | 3967 | 0.49203
SO2 | 3967 | 0.7292
CO2 | 3972 | 206
NOX | 3972 | 0.26841
SO2 | 3972 | 1.4339
CO2 | 3973 | 206
NOX | 3973 | 0.31952
SO2 | 3973 | 1.4521
CO2 | 3974 | 162
NOX | 3974 | 0.47404
SO2 | 3974 | 0.7356
CO2 | 2621 | 217
NOX | 2621 | 0.24634
SO2 | 2621 | 2.2024
CO2 | 2622 | 218
NOX | 2622 | 0.29935
SO2 | 2622 | 2.1457
CO2 | 3069 | 218
NOX | 3069 | 0.5083
SO2 | 3069 | 0.49714
CO2 | 3070 | 218
NOX | 3070 | 0.32167
SO2 | 3070 | 0.08961
CO2 | 4383 | 210
NOX | 4383 | 0.24417
SO2 | 4383 | 0.50515
CO2 | 4384 | 210
NOX | 4384 | 0.2524
SO2 | 4384 | 0.4893
CO2 | 725 | 210
NOX | 725 | 0.05582
SO2 | 725 | 0.24767
CO2 | 726 | 210
NOX | 726 | 0.06564
SO2 | 726 | 0.16398
CO2 | 727 | 210
NOX | 727 | 0.06436
SO2 | 727 | 1.2703
CO2 | 4757 | 205
NOX | 4757 | 0.41988
SO2 | 4757 | 0.00138
CO2 | 4758 | 205
NOX | 4758 | 0.40946
SO2 | 4758 | 0.45068
CO2 | 4759 | 206
NOX | 4759 | 0.36982
SO2 | 4759 | 0.59244
CO2 | 4760 | 206
NOX | 4760 | 0.44574
SO2 | 4760 | 0.73691
CO2 | 4761 | 206
NOX | 4761 | 0.40494
SO2 | 4761 | 5.0012
CO2 | 4762 | 206
NOX | 4762 | 0.3575
SO2 | 4762 | 4.892
CO2 | 3003 | 205
NOX | 3003 | 0.2629
SO2 | 3003 | 3.8053
CO2 | 3004 | 205
NOX | 3004 | 0.29818
SO2 | 3004 | 3.7715
CO2 | 3005 | 206
NOX | 3005 | 0.16056
SO2 | 3005 | 0.16192
CO2 | 3006 | 206
NOX | 3006 | 0.13247
SO2 | 3006 | 0.16761
CO2 | 3009 | 205
NOX | 3009 | 0.2629
SO2 | 3009 | 3.8053
CO2 | 5074 | 210
NOX | 5074 | 0.21159
SO2 | 5074 | 0.5602
CO2 | 195 | 206
NOX | 195 | 0.75937
SO2 | 195 | 1.4106
CO2 | 1353 | 210
NOX | 1353 | 0.23026
SO2 | 1353 | 1.1519
CO2 | 1354 | 210
NOX | 1354 | 0.23176
SO2 | 1354 | 1.3077
CO2 | 1355 | 210
NOX | 1355 | 0.23527
SO2 | 1355 | 1.2511
CO2 | 1356 | 210
NOX | 1356 | 0.22927
SO2 | 1356 | 0.63139
CO2 | 1357 | 210
NOX | 1357 | 0.26052
SO2 | 1357 | 1.7258
CO2 | 2538 | 210
NOX | 2538 | 0.30503
SO2 | 2538 | 0.71733
CO2 | 1011 | 210
NOX | 1011 | 0.3706
SO2 | 1011 | 4.0409
CO2 | 1012 | 210
NOX | 1012 | 0.3706
SO2 | 1012 | 4.0409
CO2 | 1013 | 210
NOX | 1013 | 0.3558
SO2 | 1013 | 3.5396
CO2 | 1014 | 210
NOX | 1014 | 0.07806
SO2 | 1014 | 0.12728
CO2 | 1015 | 210
NOX | 1015 | 0.31023
SO2 | 1015 | 0.15633
CO2 | 1016 | 210
NOX | 1016 | 0.31939
SO2 | 1016 | 0.14901
CO2 | 3691 | 210
NOX | 3691 | 0.4105
SO2 | 3691 | 2.7528
CO2 | 3452 | 205
NOX | 3452 | 0.459
SO2 | 3452 | 1.1318
CO2 | 3453 | 194
NOX | 3453 | 0.46837
SO2 | 3453 | 1.0486
CO2 | 3454 | 191
NOX | 3454 | 0.35382
SO2 | 3454 | 0.98039
CO2 | 3455 | 203
NOX | 3455 | 0.4096
SO2 | 3455 | 1.2506
CO2 | 3456 | 202
NOX | 3456 | 0.34451
SO2 | 3456 | 1.1578
CO2 | 3457 | 198
NOX | 3457 | 0.36717
SO2 | 3457 | 1.0647
CO2 | 2222 | 206
NOX | 2222 | 0.10379
SO2 | 2222 | 0.12539
CO2 | 2223 | 206
NOX | 2223 | 0.11422
SO2 | 2223 | 0.14164
CO2 | 2224 | 206
NOX | 2224 | 0.11694
SO2 | 2224 | 0.15356
CO2 | 2225 | 205
NOX | 2225 | 0.1315
SO2 | 2225 | 0.2203
CO2 | 3355 | 204
NOX | 3355 | 0.7258
SO2 | 3355 | 4.2802
CO2 | 3357 | 203
NOX | 3357 | 0.04391
SO2 | 3357 | 2.0283
CO2 | 3866 | 210
NOX | 3866 | 0.3013
SO2 | 3866 | 2.3991
CO2 | 3867 | 210
NOX | 3867 | 0.3013
SO2 | 3867 | 2.3991
CO2 | 3868 | 210
NOX | 3868 | 0.3013
SO2 | 3868 | 2.3991
CO2 | 3869 | 210
NOX | 3869 | 0.3013
SO2 | 3869 | 2.3991
CO2 | 10176 | 118
NOX | 10176 | 0.02183
SO2 | 10176 | 0.001
CO2 | 10177 | 118
NOX | 10177 | 0.02159
SO2 | 10177 | 0.001
CO2 | 10178 | 118
NOX | 10178 | 0.02356
SO2 | 10178 | 0.00099
CO2 | 10179 | 118
NOX | 10179 | 0.02334
SO2 | 10179 | 0.00099
CO2 | 10180 | 118
NOX | 10180 | 0.02089
SO2 | 10180 | 0.001
CO2 | 3247 | 210
NOX | 3247 | 0.54066
SO2 | 3247 | 5.6389
CO2 | 3248 | 210
NOX | 3248 | 0.54279
SO2 | 3248 | 5.9884
CO2 | 3249 | 210
NOX | 3249 | 0.53193
SO2 | 3249 | 5.6137
CO2 | 3250 | 210
NOX | 3250 | 0.52635
SO2 | 3250 | 5.6833
CO2 | 3251 | 210
NOX | 3251 | 0.06754
SO2 | 3251 | 1.4932
CO2 | 2472 | 210
NOX | 2472 | 0.16561
SO2 | 2472 | 3.7889
CO2 | 2473 | 210
NOX | 2473 | 0.16611
SO2 | 2473 | 3.7873
CO2 | 2474 | 210
NOX | 2474 | 0.1679
SO2 | 2474 | 3.7755
CO2 | 2475 | 210
NOX | 2475 | 0.16285
SO2 | 2475 | 3.7929
CO2 | 2476 | 210
NOX | 2476 | 0.16322
SO2 | 2476 | 3.7871
CO2 | 276 | 210
NOX | 276 | 0.11217
SO2 | 276 | 0.35762
CO2 | 277 | 210
NOX | 277 | 0.46809
SO2 | 277 | 0.68902
CO2 | 278 | 210
NOX | 278 | 0.45548
SO2 | 278 | 0.68675
CO2 | 279 | 210
NOX | 279 | 0.44955
SO2 | 279 | 0.68945
CO2 | 1873 | 201
NOX | 1873 | 0.26146
SO2 | 1873 | 0.77947
CO2 | 2101 | 118
NOX | 2101 | 0.23345
SO2 | 2101 | 0.001
CO2 | 2102 | 118
NOX | 2102 | 0.10923
SO2 | 2102 | 0.001
CO2 | 2103 | 118
NOX | 2103 | 0.16304
SO2 | 2103 | 0.001
CO2 | 3252 | 210
NOX | 3252 | 0.3385
SO2 | 3252 | 0.56459
CO2 | 3253 | 208
NOX | 3253 | 0.32665
SO2 | 3253 | 0.53534
CO2 | 3254 | 208
NOX | 3254 | 0.3492
SO2 | 3254 | 0.55123
CO2 | 3255 | 208
NOX | 3255 | 0.30863
SO2 | 3255 | 0.53124
CO2 | 3259 | 118
NOX | 3259 | 0.23693
SO2 | 3259 | 0.001
CO2 | 3260 | 118
NOX | 3260 | 0.33027
SO2 | 3260 | 0.001
CO2 | 4171 | 118
NOX | 4171 | 0.16456
SO2 | 4171 | 0.001
CO2 | 4173 | 118
NOX | 4173 | 0.17808
SO2 | 4173 | 0.001
CO2 | 4175 | 118
NOX | 4175 | 0.15759
SO2 | 4175 | 0.001
CO2 | 3422 | 118
NOX | 3422 | 0.43792
SO2 | 3422 | 0.001
CO2 | 3423 | 210
NOX | 3423 | 0.38764
SO2 | 3423 | 0.50624
CO2 | 3424 | 210
NOX | 3424 | 0.39448
SO2 | 3424 | 0.50651
CO2 | 3425 | 119
NOX | 3425 | 0.0382
SO2 | 3425 | 0.0006
CO2 | 4326 | 119
NOX | 4326 | 0.1679
SO2 | 4326 | 0.0006
CO2 | 4327 | 118
NOX | 4327 | 0.26611
SO2 | 4327 | 0.001
CO2 | 4328 | 118
NOX | 4328 | 0.34611
SO2 | 4328 | 0.001
CO2 | 4329 | 119
NOX | 4329 | 0.1679
SO2 | 4329 | 0.0006
CO2 | 4608 | 118
NOX | 4608 | 0.16367
SO2 | 4608 | 0.001
CO2 | 4610 | 118
NOX | 4610 | 0.17496
SO2 | 4610 | 0.001
CO2 | 5695 | 217
NOX | 5695 | 0.20907
SO2 | 5695 | 0.36075
CO2 | 5696 | 218
NOX | 5696 | 0.20744
SO2 | 5696 | 0.38019
CO2 | 256 | 206
NOX | 256 | 0.48209
SO2 | 256 | 0.81286
CO2 | 257 | 206
NOX | 257 | 0.49112
SO2 | 257 | 0.84903
CO2 | 258 | 206
NOX | 258 | 0.52053
SO2 | 258 | 0.85093
CO2 | 259 | 205
NOX | 259 | 0.30433
SO2 | 259 | 1.1502
CO2 | 260 | 206
NOX | 260 | 0.07751
SO2 | 260 | 0.04814
CO2 | 5155 | 118
NOX | 5155 | 0.00987
SO2 | 5155 | 0.001
CO2 | 5156 | 118
NOX | 5156 | 0.00959
SO2 | 5156 | 0.001
CO2 | 3172 | 119
NOX | 3172 | 0.12393
SO2 | 3172 | 0.001
CO2 | 3173 | 119
NOX | 3173 | 0.12902
SO2 | 3173 | 0.001
CO2 | 1438 | 206
NOX | 1438 | 0.47003
SO2 | 1438 | 0.37726
CO2 | 1439 | 206
NOX | 1439 | 0.44093
SO2 | 1439 | 0.33631
CO2 | 1440 | 206
NOX | 1440 | 0.4552
SO2 | 1440 | 0.35256
CO2 | 1441 | 205
NOX | 1441 | 0.39918
SO2 | 1441 | 0.36116
CO2 | 7430 | 119
NOX | 7430 | 0.0153
SO2 | 7430 | 0.0006
CO2 | 7431 | 119
NOX | 7431 | 0.0122
SO2 | 7431 | 0.00062
CO2 | 7432 | 119
NOX | 7432 | 0.0153
SO2 | 7432 | 0.0006
CO2 | 7434 | 119
NOX | 7434 | 0.0153
SO2 | 7434 | 0.0006
CO2 | 3775 | 206
NOX | 3775 | 0.24063
SO2 | 3775 | 2.4774
CO2 | 3777 | 206
NOX | 3777 | 0.39266
SO2 | 3777 | 2.5529
CO2 | 3780 | 162
NOX | 3780 | 0.19034
SO2 | 3780 | 0.01999
CO2 | 4550 | 206
NOX | 4550 | 0.35738
SO2 | 4550 | 2.0737
CO2 | 4551 | 206
NOX | 4551 | 0.35927
SO2 | 4551 | 2.0688
CO2 | 4552 | 206
NOX | 4552 | 0.35536
SO2 | 4552 | 2.0657
CO2 | 1006 | 205
NOX | 1006 | 0.34778
SO2 | 1006 | 0.13129
CO2 | 1007 | 206
NOX | 1007 | 0.31904
SO2 | 1007 | 0.12893
CO2 | 2083 | 206
NOX | 2083 | 0.18634
SO2 | 2083 | 2.9555
CO2 | 2084 | 206
NOX | 2084 | 0.21665
SO2 | 2084 | 2.9419
CO2 | 2085 | 206
NOX | 2085 | 0.19314
SO2 | 2085 | 0.20842
CO2 | 4186 | 205
NOX | 4186 | 0.1121
SO2 | 4186 | 0.41708
CO2 | 4187 | 205
NOX | 4187 | 0.1121
SO2 | 4187 | 0.41708
CO2 | 4211 | 206
NOX | 4211 | 0.3978
SO2 | 4211 | 2.8079
CO2 | 4212 | 205
NOX | 4212 | 0.41476
SO2 | 4212 | 3.2108
CO2 | 4213 | 206
NOX | 4213 | 0.38375
SO2 | 4213 | 2.9102
CO2 | 4214 | 206
NOX | 4214 | 0.38387
SO2 | 4214 | 2.8167
CO2 | 2415 | 206
NOX | 2415 | 0.37718
SO2 | 2415 | 0.84066
CO2 | 2417 | 206
NOX | 2417 | 0.36699
SO2 | 2417 | 0.78347
CO2 | 3320 | 206
NOX | 3320 | 0.34366
SO2 | 3320 | 2.2189
CO2 | 3321 | 206
NOX | 3321 | 0.33527
SO2 | 3321 | 2.2591
CO2 | 3322 | 206
NOX | 3322 | 0.41569
SO2 | 3322 | 2.3042
CO2 | 568 | 206
NOX | 568 | 0.36879
SO2 | 568 | 0.38332
CO2 | 569 | 206
NOX | 569 | 0.36049
SO2 | 569 | 0.37892
CO2 | 570 | 205
NOX | 570 | 0.37337
SO2 | 570 | 0.37872
CO2 | 2861 | 129
NOX | 2861 | 0.1944
SO2 | 2861 | 0.11681
CO2 | 2862 | 129
NOX | 2862 | 0.1944
SO2 | 2862 | 0.11681
CO2 | 2863 | 124
NOX | 2863 | 0.15725
SO2 | 2863 | 0.08635
CO2 | 2864 | 123
NOX | 2864 | 0.1938
SO2 | 2864 | 0.08259
CO2 | 3159 | 205
NOX | 3159 | 0.33036
SO2 | 3159 | 0.39841
CO2 | 3161 | 206
NOX | 3161 | 0.28581
SO2 | 3161 | 0.42097
CO2 | 7543 | 118
NOX | 7543 | 0.05302
SO2 | 7543 | 0.001
CO2 | 7544 | 118
NOX | 7544 | 0.29971
SO2 | 7544 | 0.001
CO2 | 7545 | 118
NOX | 7545 | 0.03383
SO2 | 7545 | 0.001
CO2 | 7546 | 118
NOX | 7546 | 0.00971
SO2 | 7546 | 0.001
CO2 | 4451 | 205
NOX | 4451 | 0.2396
SO2 | 4451 | 2.2935
CO2 | 4452 | 205
NOX | 4452 | 0.2486
SO2 | 4452 | 2.3484
CO2 | 4453 | 206
NOX | 4453 | 0.26952
SO2 | 4453 | 2.5798
CO2 | 4454 | 206
NOX | 4454 | 0.25785
SO2 | 4454 | 2.6931
CO2 | 7724 | 161
NOX | 7724 | 0.574
SO2 | 7724 | 1.01
CO2 | 1082 | 206
NOX | 1082 | 0.41017
SO2 | 1082 | 0.65327
CO2 | 1083 | 141
NOX | 1083 | 0.17468
SO2 | 1083 | 0.42485
CO2 | 1218 | 171
NOX | 1218 | 0.28609
SO2 | 1218 | 0.41953
CO2 | 1219 | 172
NOX | 1219 | 0.36464
SO2 | 1219 | 0.49134
CO2 | 1378 | 206
NOX | 1378 | 0.38463
SO2 | 1378 | 0.40514
CO2 | 1380 | 206
NOX | 1380 | 0.25421
SO2 | 1380 | 0.38796
CO2 | 1382 | 162
NOX | 1382 | 0.09394
SO2 | 1382 | 0.0627
CO2 | 1384 | 162
NOX | 1384 | 0.09751
SO2 | 1384 | 0.04764
CO2 | 4148 | 162
NOX | 4148 | 0.37928
SO2 | 4148 | 0.51678
CO2 | 2127 | 118
NOX | 2127 | 0.36881
SO2 | 2127 | 0.001
CO2 | 140 | 206
NOX | 140 | 0.34048
SO2 | 140 | 3.0135
CO2 | 141 | 206
NOX | 141 | 0.35718
SO2 | 141 | 3.0116
CO2 | 1949 | 208
NOX | 1949 | 0.48031
SO2 | 1949 | 0.02934
CO2 | 1950 | 208
NOX | 1950 | 0.45623
SO2 | 1950 | 0.02963
CO2 | 1951 | 208
NOX | 1951 | 0.45383
SO2 | 1951 | 0.04655
CO2 | 3103 | 151
NOX | 3103 | 0.09782
SO2 | 3103 | 0.10761
CO2 | 3106 | 151
NOX | 3106 | 0.1268
SO2 | 3106 | 0.12643
CO2 | 3108 | 151
NOX | 3108 | 0.07325
SO2 | 3108 | 0.10743
CO2 | 2793 | 118
NOX | 2793 | 0.03048
SO2 | 2793 | 0.001
CO2 | 2794 | 118
NOX | 2794 | 0.03797
SO2 | 2794 | 0.00106
CO2 | 2795 | 118
NOX | 2795 | 0.04005
SO2 | 2795 | 0.00108
CO2 | 1165 | 118
NOX | 1165 | 0.07189
SO2 | 1165 | 0.00113
CO2 | 1166 | 120
NOX | 1166 | 0.07751
SO2 | 1166 | 0.00166
CO2 | 702 | 206
NOX | 702 | 0.35176
SO2 | 702 | 2.051
CO2 | 703 | 206
NOX | 703 | 0.3618
SO2 | 703 | 2.0717
CO2 | 704 | 206
NOX | 704 | 0.34211
SO2 | 704 | 2.0543
CO2 | 1862 | 179
NOX | 1862 | 0.14951
SO2 | 1862 | 0.00276
CO2 | 2930 | 206
NOX | 2930 | 0.34978
SO2 | 2930 | 1.2888
CO2 | 2931 | 206
NOX | 2931 | 0.34408
SO2 | 2931 | 1.3032
CO2 | 7590 | 126
NOX | 7590 | 0.07157
SO2 | 7590 | 0.00097
CO2 | 7591 | 119
NOX | 7591 | 0.11209
SO2 | 7591 | 0.00099
CO2 | 7592 | 119
NOX | 7592 | 0.10983
SO2 | 7592 | 0.00099
CO2 | 4651 | 119
NOX | 4651 | 0.053
SO2 | 4651 | 0.0007
CO2 | 4653 | 135
NOX | 4653 | 0.118
SO2 | 4653 | 0.0017
CO2 | 4789 | 206
NOX | 4789 | 0.101
SO2 | 4789 | 0.15762
CO2 | 4790 | 206
NOX | 4790 | 0.10504
SO2 | 4790 | 0.07714
CO2 | 4948 | 206
NOX | 4948 | 0.12118
SO2 | 4948 | 0.04631
CO2 | 7595 | 118
NOX | 7595 | 0.00922
SO2 | 7595 | 0.00066
CO2 | 7596 | 118
NOX | 7596 | 0.00939
SO2 | 7596 | 0.00066
CO2 | 7600 | 118
NOX | 7600 | 0.00759
SO2 | 7600 | 0.001
CO2 | 7601 | 118
NOX | 7601 | 0.00677
SO2 | 7601 | 0.001
CO2 | 1275 | 206
NOX | 1275 | 0.43969
SO2 | 1275 | 2.5669
CO2 | 1276 | 206
NOX | 1276 | 0.43785
SO2 | 1276 | 2.5534
CO2 | 2278 | 268
NOX | 2278 | 0.11861
SO2 | 2278 | 0.44837
CO2 | 2279 | 234
NOX | 2279 | 0.17369
SO2 | 2279 | 0.43547
CO2 | 2280 | 206
NOX | 2280 | 0.53121
SO2 | 2280 | 2.6735
CO2 | 2281 | 206
NOX | 2281 | 0.46303
SO2 | 2281 | 2.6207
CO2 | 10295 | 118
NOX | 10295 | 0.00976
SO2 | 10295 | 0.001
CO2 | 64 | 208
NOX | 64 | 0.10719
SO2 | 64 | 0.46202
CO2 | 65 | 210
NOX | 65 | 0.11454
SO2 | 65 | 0.45712
CO2 | 66 | 208
NOX | 66 | 0.10971
SO2 | 66 | 0.49595
CO2 | 596 | 206
NOX | 596 | 0.07352
SO2 | 596 | 0.06251
CO2 | 1100 | 206
NOX | 1100 | 0.0692
SO2 | 1100 | 0.12518
CO2 | 1102 | 206
NOX | 1102 | 0.08242
SO2 | 1102 | 0.11347
CO2 | 1638 | 210
NOX | 1638 | 0.1477
SO2 | 1638 | 0.61693
CO2 | 1639 | 210
NOX | 1639 | 0.1472
SO2 | 1639 | 0.61976
CO2 | 1641 | 210
NOX | 1641 | 0.156
SO2 | 1641 | 0.59474
CO2 | 1643 | 210
NOX | 1643 | 0.3241
SO2 | 1643 | 0.32339
CO2 | 5159 | 116
NOX | 5159 | 0.04
SO2 | 5159 | 0.004
CO2 | 2312 | 206
NOX | 2312 | 0.24128
SO2 | 2312 | 1.2288
CO2 | 2313 | 206
NOX | 2313 | 0.24013
SO2 | 2313 | 1.2142
CO2 | 2314 | 206
NOX | 2314 | 0.25846
SO2 | 2314 | 1.2114
CO2 | 2315 | 206
NOX | 2315 | 0.25892
SO2 | 2315 | 1.2124
CO2 | 2325 | 208
NOX | 2325 | 0.2945
SO2 | 2325 | 1.1474
CO2 | 2326 | 208
NOX | 2326 | 0.2983
SO2 | 2326 | 1.1197
CO2 | 2328 | 208
NOX | 2328 | 0.295
SO2 | 2328 | 1.1469
CO2 | 2329 | 208
NOX | 2329 | 0.2944
SO2 | 2329 | 1.1484
CO2 | 2330 | 208
NOX | 2330 | 0.2986
SO2 | 2330 | 1.1328
CO2 | 2331 | 208
NOX | 2331 | 0.301
SO2 | 2331 | 1.1362
CO2 | 2332 | 208
NOX | 2332 | 0.2979
SO2 | 2332 | 1.1427
CO2 | 2333 | 208
NOX | 2333 | 0.2954
SO2 | 2333 | 1.1371
CO2 | 2334 | 208
NOX | 2334 | 0.303
SO2 | 2334 | 1.1735
CO2 | 2335 | 208
NOX | 2335 | 0.2977
SO2 | 2335 | 1.1386
CO2 | 2441 | 208
NOX | 2441 | 0.06414
SO2 | 2441 | 0.94563
CO2 | 2442 | 208
NOX | 2442 | 0.05898
SO2 | 2442 | 0.92204
CO2 | 2443 | 208
NOX | 2443 | 0.06373
SO2 | 2443 | 0.98479
CO2 | 2444 | 207
NOX | 2444 | 0.06119
SO2 | 2444 | 0.93356
CO2 | 2445 | 208
NOX | 2445 | 0.0597
SO2 | 2445 | 0.97025
CO2 | 2446 | 208
NOX | 2446 | 0.0559
SO2 | 2446 | 0.98861
CO2 | 2447 | 208
NOX | 2447 | 0.05709
SO2 | 2447 | 1.0127
CO2 | 2448 | 208
NOX | 2448 | 0.05618
SO2 | 2448 | 1.0149
CO2 | 2449 | 208
NOX | 2449 | 0.05889
SO2 | 2449 | 1.0095
CO2 | 5672 | 119
NOX | 5672 | 0.14
SO2 | 5672 | 0.0104
CO2 | 5673 | 119
NOX | 5673 | 0.14
SO2 | 5673 | 0.0077
CO2 | 5689 | 119
NOX | 5689 | 0.0181
SO2 | 5689 | 0.0006
CO2 | 5690 | 119
NOX | 5690 | 0.0181
SO2 | 5690 | 0.0006
CO2 | 5691 | 119
NOX | 5691 | 0.0181
SO2 | 5691 | 0.0006
CO2 | 5745 | 119
NOX | 5745 | 0.0195
SO2 | 5745 | 0.0006
CO2 | 5679 | 119
NOX | 5679 | 0.248
SO2 | 5679 | 0.0006
CO2 | 7634 | 119
NOX | 7634 | 0.00196
SO2 | 7634 | 0.001
CO2 | 7635 | 119
NOX | 7635 | 0.00163
SO2 | 7635 | 0.00099
CO2 | 5685 | 122
NOX | 5685 | 0.11662
SO2 | 5685 | 0.00451
CO2 | 5686 | 118
NOX | 5686 | 0.01005
SO2 | 5686 | 0.00103
CO2 | 5729 | 119
NOX | 5729 | 0.06156
SO2 | 5729 | 0.001
CO2 | 5730 | 119
NOX | 5730 | 0.11598
SO2 | 5730 | 0.001
CO2 | 5731 | 118
NOX | 5731 | 0.00996
SO2 | 5731 | 0.001
CO2 | 5736 | 119
NOX | 5736 | 0.15
SO2 | 5736 | 0.0006
CO2 | 5737 | 119
NOX | 5737 | 0.176
SO2 | 5737 | 0.0006
CO2 | 5738 | 119
NOX | 5738 | 0.111
SO2 | 5738 | 0.0006
CO2 | 2640 | 118
NOX | 2640 | 0.0162
SO2 | 2640 | 0.001
CO2 | 2641 | 118
NOX | 2641 | 0.02006
SO2 | 2641 | 0.001
CO2 | 4093 | 118
NOX | 4093 | 0.17276
SO2 | 4093 | 0.001
CO2 | 4094 | 118
NOX | 4094 | 0.1803
SO2 | 4094 | 0.001
CO2 | 4095 | 118
NOX | 4095 | 0.14293
SO2 | 4095 | 0.001
CO2 | 4096 | 118
NOX | 4096 | 0.11802
SO2 | 4096 | 0.001
CO2 | 4097 | 118
NOX | 4097 | 0.07744
SO2 | 4097 | 0.001
CO2 | 5579 | 118
NOX | 5579 | 0.04192
SO2 | 5579 | 0.001
CO2 | 5580 | 118
NOX | 5580 | 0.04155
SO2 | 5580 | 0.001
CO2 | 5581 | 119
NOX | 5581 | 0.0322
SO2 | 5581 | 0.0006
CO2 | 5646 | 117
NOX | 5646 | 0.05161
SO2 | 5646 | 0.001
CO2 | 5754 | 119
NOX | 5754 | 0.13
SO2 | 5754 | 0.0006
CO2 | 5755 | 119
NOX | 5755 | 0.13
SO2 | 5755 | 0.0006
CO2 | 5757 | 119
NOX | 5757 | 0.02
SO2 | 5757 | 0.0006
CO2 | 5801 | 118
NOX | 5801 | 0.0953
SO2 | 5801 | 0.001
CO2 | 5802 | 118
NOX | 5802 | 0.09895
SO2 | 5802 | 0.001
CO2 | 5803 | 120
NOX | 5803 | 0.05013
SO2 | 5803 | 0.001
CO2 | 5804 | 119
NOX | 5804 | 0.10158
SO2 | 5804 | 0.001
CO2 | 5842 | 119
NOX | 5842 | 0.0597
SO2 | 5842 | 0.0006
CO2 | 5883 | 118
NOX | 5883 | 0.16961
SO2 | 5883 | 0.001
CO2 | 5884 | 118
NOX | 5884 | 0.09654
SO2 | 5884 | 0.001
CO2 | 5885 | 118
NOX | 5885 | 0.14679
SO2 | 5885 | 0.001
CO2 | 5886 | 118
NOX | 5886 | 0.08775
SO2 | 5886 | 0.001
CO2 | 5887 | 209
NOX | 5887 | 0.04896
SO2 | 5887 | 0.69568
CO2 | 5888 | 209
NOX | 5888 | 0.05977
SO2 | 5888 | 0.71372
CO2 | 5889 | 209
NOX | 5889 | 0.04482
SO2 | 5889 | 0.70992
CO2 | 5890 | 210
NOX | 5890 | 0.04596
SO2 | 5890 | 0.13552
CO2 | 2464 | 118
NOX | 2464 | 0.13672
SO2 | 2464 | 0.00106
CO2 | 4930 | 119
NOX | 4930 | 0.13265
SO2 | 4930 | 0.00142
CO2 | 4931 | 119
NOX | 4931 | 0.1146
SO2 | 4931 | 0.001
CO2 | 4932 | 119
NOX | 4932 | 0.11083
SO2 | 4932 | 0.001
CO2 | 2343 | 118
NOX | 2343 | 0.1078
SO2 | 2343 | 0.00101
CO2 | 2344 | 118
NOX | 2344 | 0.08763
SO2 | 2344 | 0.00101
CO2 | 3170 | 119
NOX | 3170 | 0.12572
SO2 | 3170 | 0.001
CO2 | 3350 | 118
NOX | 3350 | 0.11944
SO2 | 3350 | 0.001
CO2 | 3351 | 118
NOX | 3351 | 0.10442
SO2 | 3351 | 0.001
CO2 | 3352 | 118
NOX | 3352 | 0.17016
SO2 | 3352 | 0.001
CO2 | 3724 | 119
NOX | 3724 | 0.34285
SO2 | 3724 | 0.001
CO2 | 3725 | 119
NOX | 3725 | 0.0796
SO2 | 3725 | 0.00101
CO2 | 3726 | 119
NOX | 3726 | 0.12049
SO2 | 3726 | 0.001
CO2 | 3727 | 118
NOX | 3727 | 0.10139
SO2 | 3727 | 0.00101
CO2 | 5614 | 119
NOX | 5614 | 0.14
SO2 | 5614 | 0.0742
CO2 | 5615 | 119
NOX | 5615 | 0.08
SO2 | 5615 | 0.0719
CO2 | 5616 | 119
NOX | 5616 | 0.116
SO2 | 5616 | 0.0006
CO2 | 5642 | 118
NOX | 5642 | 0.197
SO2 | 5642 | 0.001
CO2 | 5643 | 118
NOX | 5643 | 0.24059
SO2 | 5643 | 0.001
CO2 | 5656 | 119
NOX | 5656 | 0.0254
SO2 | 5656 | 0.0006
CO2 | 5657 | 118
NOX | 5657 | 0.02149
SO2 | 5657 | 0.001
CO2 | 5658 | 118
NOX | 5658 | 0.01239
SO2 | 5658 | 0.00153
CO2 | 5659 | 118
NOX | 5659 | 0.01524
SO2 | 5659 | 0.001
CO2 | 5723 | 118
NOX | 5723 | 0.2976
SO2 | 5723 | 0.01674
CO2 | 5724 | 118
NOX | 5724 | 0.2976
SO2 | 5724 | 0.01674
CO2 | 5769 | 119
NOX | 5769 | 0.33587
SO2 | 5769 | 0.00196
CO2 | 5770 | 119
NOX | 5770 | 0.1156
SO2 | 5770 | 0.0006
CO2 | 5561 | 218
NOX | 5561 | 0.14013
SO2 | 5561 | 1.5336
CO2 | 5562 | 218
NOX | 5562 | 0.13692
SO2 | 5562 | 1.5428
CO2 | 7655 | 119
NOX | 7655 | 0.04483
SO2 | 7655 | 0.001
CO2 | 7656 | 118
NOX | 7656 | 0.00747
SO2 | 7656 | 0.001
CO2 | 5593 | 119
NOX | 5593 | 0.14
SO2 | 5593 | 0.0648
CO2 | 5684 | 119
NOX | 5684 | 0.156
SO2 | 5684 | 0.0006
CO2 | 5838 | 119
NOX | 5838 | 0.1436
SO2 | 5838 | 0.0006
CO2 | 5839 | 119
NOX | 5839 | 0.0729
SO2 | 5839 | 0.0006
CO2 | 5863 | 119
NOX | 5863 | 0.1337
SO2 | 5863 | 0.0006
CO2 | 5864 | 119
NOX | 5864 | 0.1337
SO2 | 5864 | 0.0006
CO2 | 5867 | 119
NOX | 5867 | 0.1354
SO2 | 5867 | 0.0006
CO2 | 5872 | 119
NOX | 5872 | 0.1569
SO2 | 5872 | 0.0006
CO2 | 5873 | 119
NOX | 5873 | 0.1702
SO2 | 5873 | 0.0006
CO2 | 5874 | 119
NOX | 5874 | 0.1272
SO2 | 5874 | 0.0006
CO2 | 5790 | 119
NOX | 5790 | 0.11321
SO2 | 5790 | 0.00192
CO2 | 5791 | 119
NOX | 5791 | 0.11285
SO2 | 5791 | 0.0006
CO2 | 5812 | 120
NOX | 5812 | 0.132
SO2 | 5812 | 0.0088
CO2 | 5597 | 119
NOX | 5597 | 0.50379
SO2 | 5597 | 0.00123
CO2 | 5598 | 118
NOX | 5598 | 0.49078
SO2 | 5598 | 0.00108
CO2 | 5668 | 119
NOX | 5668 | 0.098
SO2 | 5668 | 0.0007
CO2 | 5669 | 119
NOX | 5669 | 0.125
SO2 | 5669 | 0.0006
CO2 | 5567 | 119
NOX | 5567 | 0.14
SO2 | 5567 | 0.005
CO2 | 5786 | 118
NOX | 5786 | 0.03448
SO2 | 5786 | 0.001
CO2 | 5787 | 119
NOX | 5787 | 0.03915
SO2 | 5787 | 0.001
CO2 | 5788 | 119
NOX | 5788 | 0.03461
SO2 | 5788 | 0.001
CO2 | 9527 | 118
NOX | 9527 | 0.04539
SO2 | 9527 | 0.001
CO2 | 5823 | 118
NOX | 5823 | 0.07919
SO2 | 5823 | 0.001
CO2 | 5824 | 119
NOX | 5824 | 0.07049
SO2 | 5824 | 0.001
CO2 | 5825 | 118
NOX | 5825 | 0.04286
SO2 | 5825 | 0.001
CO2 | 9451 | 119
NOX | 9451 | 0.1581
SO2 | 9451 | 0.0006
CO2 | 9452 | 119
NOX | 9452 | 0.186
SO2 | 9452 | 0.0008
CO2 | 2231 | 119
NOX | 2231 | 0.0431
SO2 | 2231 | 0.0006
CO2 | 5746 | 118
NOX | 5746 | 0.11911
SO2 | 5746 | 0.00164
CO2 | 5747 | 118
NOX | 5747 | 0.08977
SO2 | 5747 | 0.00107
CO2 | 5782 | 118
NOX | 5782 | 0.20756
SO2 | 5782 | 0.00102
CO2 | 5783 | 118
NOX | 5783 | 0.09722
SO2 | 5783 | 0.001
CO2 | 5784 | 120
NOX | 5784 | 0.08951
SO2 | 5784 | 0.00356
CO2 | 5785 | 119
NOX | 5785 | 0.08511
SO2 | 5785 | 0.00254
CO2 | 10480 | 118
NOX | 10480 | 0.02858
SO2 | 10480 | 0.001
CO2 | 6956 | 206
NOX | 6956 | 0.50554
SO2 | 6956 | 1.0364
CO2 | 6957 | 206
NOX | 6957 | 0.48508
SO2 | 6957 | 1.0474
CO2 | 6985 | 119
NOX | 6985 | 0.10726
SO2 | 6985 | 0.00099
CO2 | 6986 | 119
NOX | 6986 | 0.10969
SO2 | 6986 | 0.001
CO2 | 6987 | 118
NOX | 6987 | 0.07781
SO2 | 6987 | 0.001
CO2 | 9756 | 119
NOX | 9756 | 0.02385
SO2 | 9756 | 0.00099
CO2 | 9757 | 119
NOX | 9757 | 0.02
SO2 | 9757 | 0.0006
CO2 | 922 | 210
NOX | 922 | 0.2181
SO2 | 922 | 0.84969
CO2 | 923 | 210
NOX | 923 | 0.21432
SO2 | 923 | 0.83229
CO2 | 924 | 210
NOX | 924 | 0.1803
SO2 | 924 | 0.84542
CO2 | 1709 | 210
NOX | 1709 | 0.40832
SO2 | 1709 | 1.334
CO2 | 1710 | 210
NOX | 1710 | 0.39011
SO2 | 1710 | 1.3497
CO2 | 3789 | 170
NOX | 3789 | 0.24106
SO2 | 3789 | 0.17879
CO2 | 3790 | 171
NOX | 3790 | 0.23819
SO2 | 3790 | 0.17971
CO2 | 3791 | 129
NOX | 3791 | 0.14785
SO2 | 3791 | 0.15229
CO2 | 3792 | 130
NOX | 3792 | 0.14784
SO2 | 3792 | 0.15266
CO2 | 3793 | 131
NOX | 3793 | 0.15036
SO2 | 3793 | 0.15333
CO2 | 512 | 204
NOX | 512 | 0.60583
SO2 | 512 | 1.4803
CO2 | 513 | 206
NOX | 513 | 0.4107
SO2 | 513 | 1.5445
CO2 | 847 | 206
NOX | 847 | 0.35196
SO2 | 847 | 1.6
CO2 | 848 | 206
NOX | 848 | 0.2167
SO2 | 848 | 1.7324
CO2 | 849 | 206
NOX | 849 | 0.27444
SO2 | 849 | 0.768
CO2 | 850 | 206
NOX | 850 | 0.05414
SO2 | 850 | 0.07421
CO2 | 852 | 118
NOX | 852 | 0.1031
SO2 | 852 | 0.00121
CO2 | 838 | 206
NOX | 838 | 0.29971
SO2 | 838 | 1.1414
CO2 | 843 | 205
NOX | 843 | 0.428
SO2 | 843 | 1.0818
CO2 | 844 | 205
NOX | 844 | 0.434
SO2 | 844 | 1.0789
CO2 | 845 | 205
NOX | 845 | 0.251
SO2 | 845 | 1.1782
CO2 | 3783 | 118
NOX | 3783 | 0.11329
SO2 | 3783 | 0.001
CO2 | 3784 | 118
NOX | 3784 | 0.10407
SO2 | 3784 | 0.00099
CO2 | 3785 | 162
NOX | 3785 | 0.1061
SO2 | 3785 | 0.34898
CO2 | 5042 | 206
NOX | 5042 | 0.52199
SO2 | 5042 | 2.2224
CO2 | 5043 | 206
NOX | 5043 | 0.52559
SO2 | 5043 | 2.1819
CO2 | 5044 | 155
NOX | 5044 | 0.18088
SO2 | 5044 | 0.77215
CO2 | 2338 | 210
NOX | 2338 | 0.12634
SO2 | 2338 | 0.41418
CO2 | 2339 | 210
NOX | 2339 | 0.10331
SO2 | 2339 | 0.42218
CO2 | 6958 | 206
NOX | 6958 | 0.2223
SO2 | 6958 | 0.04446
CO2 | 6959 | 206
NOX | 6959 | 0.21877
SO2 | 6959 | 0.03892
CO2 | 2299 | 210
NOX | 2299 | 0.10157
SO2 | 2299 | 0.2959
CO2 | 2300 | 210
NOX | 2300 | 0.05314
SO2 | 2300 | 0.0837
CO2 | 2301 | 210
NOX | 2301 | 0.09248
SO2 | 2301 | 0.13188
CO2 | 2369 | 210
NOX | 2369 | 0.3145
SO2 | 2369 | 1.3835
CO2 | 2370 | 210
NOX | 2370 | 0.29104
SO2 | 2370 | 1.3072
CO2 | 3671 | 210
NOX | 3671 | 0.27228
SO2 | 3671 | 1.4859
CO2 | 3672 | 210
NOX | 3672 | 0.25502
SO2 | 3672 | 1.521
CO2 | 3673 | 210
NOX | 3673 | 0.27208
SO2 | 3673 | 1.4723
CO2 | 3674 | 210
NOX | 3674 | 0.28002
SO2 | 3674 | 1.4751
CO2 | 3675 | 210
NOX | 3675 | 0.3423
SO2 | 3675 | 1.5061
CO2 | 48 | 206
NOX | 48 | 0.679
SO2 | 48 | 2.3854
CO2 | 49 | 205
NOX | 49 | 0.3811
SO2 | 49 | 2.4606
CO2 | 50 | 205
NOX | 50 | 0.2896
SO2 | 50 | 2.4437
CO2 | 1576 | 209
NOX | 1576 | 0.33972
SO2 | 1576 | 0.11233
CO2 | 1577 | 207
NOX | 1577 | 0.3039
SO2 | 1577 | 0.11165
CO2 | 1927 | 206
NOX | 1927 | 0.24324
SO2 | 1927 | 0.19982
CO2 | 1928 | 206
NOX | 1928 | 0.2391
SO2 | 1928 | 0.13719
CO2 | 1929 | 206
NOX | 1929 | 0.26735
SO2 | 1929 | 0.1653
CO2 | 4001 | 205
NOX | 4001 | 0.9544
SO2 | 4001 | 1.927
CO2 | 4002 | 205
NOX | 4002 | 0.9544
SO2 | 4002 | 1.927
CO2 | 4963 | 203
NOX | 4963 | 0.36269
SO2 | 4963 | 1.3761
CO2 | 4964 | 206
NOX | 4964 | 0.65049
SO2 | 4964 | 1.3367
CO2 | 2366 | 210
NOX | 2366 | 0.44763
SO2 | 2366 | 2.0315
CO2 | 2367 | 210
NOX | 2367 | 0.4304
SO2 | 2367 | 2.1183
CO2 | 2368 | 210
NOX | 2368 | 0.43277
SO2 | 2368 | 2.0238
CO2 | 3102 | 210
NOX | 3102 | 0.10549
SO2 | 3102 | 0.11393
CO2 | 3105 | 210
NOX | 3105 | 0.05518
SO2 | 3105 | 0.0914
CO2 | 435 | 119
NOX | 435 | 0.3741
SO2 | 435 | 0.00175
CO2 | 438 | 132
NOX | 438 | 0.20942
SO2 | 438 | 0.02052
CO2 | 3764 | 119
NOX | 3764 | 0.0188
SO2 | 3764 | 0.0006
CO2 | 3765 | 119
NOX | 3765 | 0.0164
SO2 | 3765 | 0.0006
CO2 | 3766 | 119
NOX | 3766 | 0.0188
SO2 | 3766 | 0.0006
CO2 | 4311 | 210
NOX | 4311 | 0.17137
SO2 | 4311 | 0.43924
CO2 | 4312 | 210
NOX | 4312 | 0.17928
SO2 | 4312 | 0.43547
CO2 | 4313 | 210
NOX | 4313 | 0.12737
SO2 | 4313 | 0.45472
CO2 | 4314 | 210
NOX | 4314 | 0.12538
SO2 | 4314 | 0.44979
CO2 | 4658 | 206
NOX | 4658 | 0.23194
SO2 | 4658 | 0.75778
CO2 | 4659 | 206
NOX | 4659 | 0.23171
SO2 | 4659 | 0.75872
CO2 | 4660 | 205
NOX | 4660 | 0.21724
SO2 | 4660 | 0.76164
CO2 | 1392 | 210
NOX | 1392 | 0.20133
SO2 | 1392 | 0.54836
CO2 | 1394 | 210
NOX | 1394 | 0.14138
SO2 | 1394 | 0.53375
CO2 | 1395 | 210
NOX | 1395 | 0.15243
SO2 | 1395 | 0.67228
CO2 | 3309 | 210
NOX | 3309 | 0.48752
SO2 | 3309 | 1.6611
CO2 | 3310 | 210
NOX | 3310 | 0.48426
SO2 | 3310 | 1.5953
CO2 | 4031 | 121
NOX | 4031 | 0.7003
SO2 | 4031 | 0.05994
CO2 | 4032 | 121
NOX | 4032 | 0.7003
SO2 | 4032 | 0.05994
CO2 | 3835 | 119
NOX | 3835 | 0.0317
SO2 | 3835 | 0.0006
CO2 | 3836 | 119
NOX | 3836 | 0.0317
SO2 | 3836 | 0.0006
CO2 | 3837 | 210
NOX | 3837 | 0.27767
SO2 | 3837 | 0.54573
CO2 | 3838 | 210
NOX | 3838 | 0.26222
SO2 | 3838 | 0.53803
CO2 | 3839 | 210
NOX | 3839 | 0.22016
SO2 | 3839 | 0.55226
CO2 | 3840 | 210
NOX | 3840 | 0.21335
SO2 | 3840 | 0.56421
CO2 | 4871 | 118
NOX | 4871 | 0.1211
SO2 | 4871 | 0.00099
CO2 | 2175 | 210
NOX | 2175 | 0.12045
SO2 | 2175 | 0.56622
CO2 | 886 | 210
NOX | 886 | 0.24734
SO2 | 886 | 0.49981
CO2 | 2809 | 210
NOX | 2809 | 0.4131
SO2 | 2809 | 2.0564
CO2 | 72 | 210
NOX | 72 | 0.6172
SO2 | 72 | 1.7347
CO2 | 1674 | 210
NOX | 1674 | 0.15191
SO2 | 1674 | 0.68537
CO2 | 6974 | 210
NOX | 6974 | 0.38642
SO2 | 6974 | 0.79146
CO2 | 6975 | 210
NOX | 6975 | 0.42728
SO2 | 6975 | 0.80465
CO2 | 6976 | 210
NOX | 6976 | 0.2261
SO2 | 6976 | 0.07456
CO2 | 6977 | 210
NOX | 6977 | 0.14131
SO2 | 6977 | 0.35685
CO2 | 7025 | 209
NOX | 7025 | 0.58922
SO2 | 7025 | 1.0878
CO2 | 7026 | 209
NOX | 7026 | 0.56409
SO2 | 7026 | 1.0957
CO2 | 7027 | 209
NOX | 7027 | 0.4333
SO2 | 7027 | 0.36303
CO2 | 5777 | 121
NOX | 5777 | 0.13442
SO2 | 5777 | 0.001
CO2 | 7082 | 119
NOX | 7082 | 0.02311
SO2 | 7082 | 0.00033
CO2 | 1451 | 206
NOX | 1451 | 0.20616
SO2 | 1451 | 0.43999
CO2 | 5831 | 119
NOX | 5831 | 0.02961
SO2 | 5831 | 0.001
CO2 | 5832 | 119
NOX | 5832 | 0.03027
SO2 | 5832 | 0.001
CO2 | 7160 | 209
NOX | 7160 | 0.7524
SO2 | 7160 | 0.48997
CO2 | 7161 | 210
NOX | 7161 | 0.25024
SO2 | 7161 | 0.38099
CO2 | 7172 | 205
NOX | 7172 | 0.3061
SO2 | 7172 | 0.95308
CO2 | 7173 | 204
NOX | 7173 | 0.3139
SO2 | 7173 | 0.60984
CO2 | 7174 | 202
NOX | 7174 | 0.71349
SO2 | 7174 | 0.71819
CO2 | 7175 | 204
NOX | 7175 | 0.35144
SO2 | 7175 | 0.1473
CO2 | 7176 | 204
NOX | 7176 | 0.29971
SO2 | 7176 | 0.14271
CO2 | 956 | 206
NOX | 956 | 0.44807
SO2 | 956 | 0.4336
CO2 | 957 | 206
NOX | 957 | 0.45294
SO2 | 957 | 0.44319
CO2 | 958 | 206
NOX | 958 | 0.42841
SO2 | 958 | 0.41605
CO2 | 959 | 206
NOX | 959 | 0.46495
SO2 | 959 | 0.46077
CO2 | 960 | 206
NOX | 960 | 0.30124
SO2 | 960 | 0.53114
CO2 | 7180 | 205
NOX | 7180 | 0.12118
SO2 | 7180 | 0.0732
CO2 | 7181 | 205
NOX | 7181 | 0.15914
SO2 | 7181 | 0.07677
CO2 | 7216 | 206
NOX | 7216 | 0.35278
SO2 | 7216 | 0.20923
CO2 | 7219 | 119
NOX | 7219 | 0.21401
SO2 | 7219 | 0.001
CO2 | 6316 | 209
NOX | 6316 | 0.31959
SO2 | 6316 | 0.53746
CO2 | 6317 | 207
NOX | 6317 | 0.33822
SO2 | 6317 | 0.62852
CO2 | 6318 | 206
NOX | 6318 | 0.36508
SO2 | 6318 | 0.65354
CO2 | 5635 | 121
NOX | 5635 | 0.259
SO2 | 5635 | 0.0124
CO2 | 5636 | 121
NOX | 5636 | 0.109
SO2 | 5636 | 0.0148
CO2 | 5555 | 119
NOX | 5555 | 0.09937
SO2 | 5555 | 0.001
CO2 | 5556 | 118
NOX | 5556 | 0.02626
SO2 | 5556 | 0.001
CO2 | 3977 | 118
NOX | 3977 | 0.26442
SO2 | 3977 | 0.00109
CO2 | 3978 | 118
NOX | 3978 | 0.28246
SO2 | 3978 | 0.00105
CO2 | 7399 | 206
NOX | 7399 | 0.22826
SO2 | 7399 | 0.07376
CO2 | 7400 | 206
NOX | 7400 | 0.21358
SO2 | 7400 | 0.04985
CO2 | 7401 | 206
NOX | 7401 | 0.21608
SO2 | 7401 | 0.05345
CO2 | 4919 | 205
NOX | 4919 | 0.402
SO2 | 4919 | 0.98949
CO2 | 4920 | 205
NOX | 4920 | 0.3643
SO2 | 4920 | 0.82316
CO2 | 4921 | 205
NOX | 4921 | 0.453
SO2 | 4921 | 0.86581
CO2 | 4922 | 205
NOX | 4922 | 0.3885
SO2 | 4922 | 0.94699
CO2 | 4923 | 205
NOX | 4923 | 0.336
SO2 | 4923 | 0.85743
CO2 | 4924 | 202
NOX | 4924 | 0.23061
SO2 | 4924 | 0.98807
CO2 | 4925 | 206
NOX | 4925 | 0.08232
SO2 | 4925 | 0.21418
CO2 | 4926 | 206
NOX | 4926 | 0.07247
SO2 | 4926 | 0.2059
CO2 | 416 | 208
NOX | 416 | 0.162
SO2 | 416 | 0.37512
CO2 | 9895 | 117
NOX | 9895 | 0.0298
SO2 | 9895 | 0.00061
CO2 | 9718 | 118
NOX | 9718 | 0.09339
SO2 | 9718 | 0.00044
CO2 | 2158 | 118
NOX | 2158 | 0.02687
SO2 | 2158 | 0.001
CO2 | 287 | 118
NOX | 287 | 0.04879
SO2 | 287 | 0.001
CO2 | 9840 | 121
NOX | 9840 | 0.1374
SO2 | 9840 | 0.00308
CO2 | 4894 | 233
NOX | 4894 | 0.13868
SO2 | 4894 | 0.17535
CO2 | 5701 | 118
NOX | 5701 | 0.01743
SO2 | 5701 | 0.001
CO2 | 1893 | 119
NOX | 1893 | 0.10559
SO2 | 1893 | 0.00121
CO2 | 3055 | 119
NOX | 3055 | 0.03455
SO2 | 3055 | 0.00143
CO2 | 1274 | 218
NOX | 1274 | 0.18876
SO2 | 1274 | 0.81568
CO2 | 1284 | 119
NOX | 1284 | 0.053
SO2 | 1284 | 0.0006
CO2 | 7191 | 206
NOX | 7191 | 0.43973
SO2 | 7191 | 0.1274
CO2 | 7192 | 206
NOX | 7192 | 0.31508
SO2 | 7192 | 0.13049
CO2 | 7750 | 204
NOX | 7750 | 0.32471
SO2 | 7750 | 0.31182
CO2 | 2939 | 118
NOX | 2939 | 0.06541
SO2 | 2939 | 0.0011
CO2 | 3926 | 118
NOX | 3926 | 0.05066
SO2 | 3926 | 0.001
CO2 | 3627 | 121
NOX | 3627 | 0.04668
SO2 | 3627 | 0.00406
CO2 | 3513 | 119
NOX | 3513 | 0.05876
SO2 | 3513 | 0.00099
CO2 | 789 | 119
NOX | 789 | 0.0574
SO2 | 789 | 0.00058
CO2 | 1236 | 155
NOX | 1236 | 0.13321
SO2 | 1236 | 0.00089
CO2 | 1237 | 155
NOX | 1237 | 0.13367
SO2 | 1237 | 0.00087
CO2 | 1238 | 159
NOX | 1238 | 0.13129
SO2 | 1238 | 0.00088
CO2 | 1239 | 157
NOX | 1239 | 0.14714
SO2 | 1239 | 0.00107
CO2 | 1240 | 162
NOX | 1240 | 0.196
SO2 | 1240 | 0.00104
CO2 | 1241 | 162
NOX | 1241 | 0.196
SO2 | 1241 | 0.00088
CO2 | 3229 | 118
NOX | 3229 | 0.04613
SO2 | 3229 | 0.00123
CO2 | 3516 | 118
NOX | 3516 | 0.05535
SO2 | 3516 | 0.001
CO2 | 3167 | 132
NOX | 3167 | 0.08568
SO2 | 3167 | 0.06481
CO2 | 3168 | 160
NOX | 3168 | 0.16795
SO2 | 3168 | 0.1615
CO2 | 9694 | 118
NOX | 9694 | 0.05251
SO2 | 9694 | 0.00097
CO2 | 6994 | 118
NOX | 6994 | 0.02024
SO2 | 6994 | 0.001
CO2 | 3441 | 162
NOX | 3441 | 0.09959
SO2 | 3441 | 0.23238
CO2 | 3443 | 161
NOX | 3443 | 0.10231
SO2 | 3443 | 0.24031
CO2 | 3021 | 118
NOX | 3021 | 0.03742
SO2 | 3021 | 0.001
CO2 | 9736 | 118
NOX | 9736 | 0.02314
SO2 | 9736 | 0.00147
CO2 | 5840 | 118
NOX | 5840 | 0.01352
SO2 | 5840 | 0.00101
CO2 | 9221 | 118
NOX | 9221 | 0.01568
SO2 | 9221 | 0.001
CO2 | 9213 | 118
NOX | 9213 | 0.0146
SO2 | 9213 | 0.00125
CO2 | 5123 | 118
NOX | 5123 | 0.01559
SO2 | 5123 | 0.001
CO2 | 10004 | 118
NOX | 10004 | 0.02683
SO2 | 10004 | 0.001
CO2 | 5765 | 118
NOX | 5765 | 0.02723
SO2 | 5765 | 0.001
CO2 | 9324 | 119
NOX | 9324 | 0.04379
SO2 | 9324 | 0.00159
CO2 | 9325 | 118
NOX | 9325 | 0.06384
SO2 | 9325 | 0.00118
CO2 | 5138 | 118
NOX | 5138 | 0.0375
SO2 | 5138 | 0.001
CO2 | 5120 | 118
NOX | 5120 | 0.01639
SO2 | 5120 | 0.00099
CO2 | 5149 | 118
NOX | 5149 | 0.03203
SO2 | 5149 | 0.001
CO2 | 9311 | 212
NOX | 9311 | 0.12612
SO2 | 9311 | 0.15979
CO2 | 8122 | 118
NOX | 8122 | 0.0124
SO2 | 8122 | 0.001
CO2 | 5128 | 118
NOX | 5128 | 0.01151
SO2 | 5128 | 0.001
CO2 | 5927 | 118
NOX | 5927 | 0.03091
SO2 | 5927 | 0.001
CO2 | 9793 | 118
NOX | 9793 | 0.0269
SO2 | 9793 | 0
CO2 | 5930 | 118
NOX | 5930 | 0.01516
SO2 | 5930 | 0.001
CO2 | 5931 | 118
NOX | 5931 | 0.01361
SO2 | 5931 | 0.001
CO2 | 5934 | 118
NOX | 5934 | 0.03861
SO2 | 5934 | 0.001
CO2 | 5119 | 118
NOX | 5119 | 0.02306
SO2 | 5119 | 0.001
CO2 | 8826 | 118
NOX | 8826 | 0.01557
SO2 | 8826 | 0.001
CO2 | 9488 | 165
NOX | 9488 | 0.0133
SO2 | 9488 | 0.00061
CO2 | 9231 | 118
NOX | 9231 | 0.0078
SO2 | 9231 | 0.001
CO2 | 8850 | 118
NOX | 8850 | 0.01845
SO2 | 8850 | 0.001
CO2 | 5141 | 122
NOX | 5141 | 0.049
SO2 | 5141 | 0.0012
CO2 | 9318 | 118
NOX | 9318 | 0.05561
SO2 | 9318 | 0.001
CO2 | 5919 | 118
NOX | 5919 | 0.03442
SO2 | 5919 | 0.001
CO2 | 8819 | 118
NOX | 8819 | 0.0111
SO2 | 8819 | 0.001
CO2 | 8810 | 119
NOX | 8810 | 0.017
SO2 | 8810 | 0.0006
CO2 | 5100 | 118
NOX | 5100 | 0.04174
SO2 | 5100 | 0.001
CO2 | 9477 | 118
NOX | 9477 | 0.03205
SO2 | 9477 | 0.001
CO2 | 9483 | 118
NOX | 9483 | 0.04748
SO2 | 9483 | 0.001
CO2 | 5929 | 118
NOX | 5929 | 0.01719
SO2 | 5929 | 0.001
CO2 | 5165 | 118
NOX | 5165 | 0.04153
SO2 | 5165 | 0.001
CO2 | 8145 | 118
NOX | 8145 | 0.01149
SO2 | 8145 | 0.001
CO2 | 5953 | 118
NOX | 5953 | 0.04568
SO2 | 5953 | 0.001
CO2 | 5915 | 118
NOX | 5915 | 0.01688
SO2 | 5915 | 0.001
CO2 | 5150 | 119
NOX | 5150 | 0.052
SO2 | 5150 | 0.0006
CO2 | 9478 | 118
NOX | 9478 | 0.03593
SO2 | 9478 | 0.001
CO2 | 9652 | 118
NOX | 9652 | 0.00938
SO2 | 9652 | 0.001
CO2 | 10254 | 118
NOX | 10254 | 0.0232
SO2 | 10254 | 0.001
CO2 | 5939 | 118
NOX | 5939 | 0.04916
SO2 | 5939 | 0.001
CO2 | 9270 | 118
NOX | 9270 | 0.01259
SO2 | 9270 | 0.001
CO2 | 8163 | 118
NOX | 8163 | 0.01576
SO2 | 8163 | 0.001
CO2 | 9203 | 118
NOX | 9203 | 0.01142
SO2 | 9203 | 0.001
CO2 | 5938 | 118
NOX | 5938 | 0.01088
SO2 | 5938 | 0.001
CO2 | 5092 | 118
NOX | 5092 | 0.01829
SO2 | 5092 | 0.001
CO2 | 9817 | 119
NOX | 9817 | 0.04729
SO2 | 9817 | 0.00108
CO2 | 9834 | 119
NOX | 9834 | 0.0126
SO2 | 9834 | 0.0006
CO2 | 9158 | 119
NOX | 9158 | 0.023
SO2 | 9158 | 0.0006
CO2 | 5126 | 118
NOX | 5126 | 0.01194
SO2 | 5126 | 0.001
CO2 | 5954 | 118
NOX | 5954 | 0.18386
SO2 | 5954 | 0.001
CO2 | 8828 | 119
NOX | 8828 | 0.0101
SO2 | 8828 | 0.0006
CO2 | 5064 | 118
NOX | 5064 | 0.01119
SO2 | 5064 | 0.001
CO2 | 5942 | 118
NOX | 5942 | 0.0247
SO2 | 5942 | 0.001
CO2 | 9522 | 118
NOX | 9522 | 0.04001
SO2 | 9522 | 0.001
CO2 | 9727 | 118
NOX | 9727 | 0.01103
SO2 | 9727 | 0.001
CO2 | 5080 | 118
NOX | 5080 | 0.01139
SO2 | 5080 | 0.001
CO2 | 5148 | 118
NOX | 5148 | 0.02549
SO2 | 5148 | 0.001
CO2 | 9672 | 118
NOX | 9672 | 0.04199
SO2 | 9672 | 0.001
CO2 | 5108 | 118
NOX | 5108 | 0.0091
SO2 | 5108 | 0.001
CO2 | 5142 | 119
NOX | 5142 | 0.068
SO2 | 5142 | 0.0006
CO2 | 9656 | 118
NOX | 9656 | 0.01616
SO2 | 9656 | 0.001
CO2 | 9359 | 118
NOX | 9359 | 0.08706
SO2 | 9359 | 0.001
CO2 | 9160 | 118
NOX | 9160 | 0.013
SO2 | 9160 | 0.001
CO2 | 9225 | 118
NOX | 9225 | 0.0326
SO2 | 9225 | 0.001
CO2 | 9285 | 118
NOX | 9285 | 0.00908
SO2 | 9285 | 0.001
CO2 | 5113 | 118
NOX | 5113 | 0.01908
SO2 | 5113 | 0.001
CO2 | 5916 | 118
NOX | 5916 | 0.0124
SO2 | 5916 | 0.002
CO2 | 5354 | 119
NOX | 5354 | 0.099
SO2 | 5354 | 0.0017
CO2 | 10026 | 119
NOX | 10026 | 0.0564
SO2 | 10026 | 0.0006
CO2 | 10027 | 119
NOX | 10027 | 0.0564
SO2 | 10027 | 0.0006
CO2 | 2174 | 119
NOX | 2174 | 0.0999
SO2 | 2174 | 0.0006
CO2 | 5917 | 118
NOX | 5917 | 0.01475
SO2 | 5917 | 0.001
CO2 | 8822 | 118
NOX | 8822 | 0.01984
SO2 | 8822 | 0.001
CO2 | 9456 | 118
NOX | 9456 | 0.03101
SO2 | 9456 | 0.001
CO2 | 5082 | 118
NOX | 5082 | 0.0082
SO2 | 5082 | 0.001
CO2 | 5079 | 119
NOX | 5079 | 0.014
SO2 | 5079 | 0.0006
CO2 | 10205 | 135
NOX | 10205 | 0.092
SO2 | 10205 | 0.0077
CO2 | 9745 | 119
NOX | 9745 | 0.059
SO2 | 9745 | 0.0006
CO2 | 9746 | 128
NOX | 9746 | 0.108
SO2 | 9746 | 0.0048
CO2 | 9493 | 118
NOX | 9493 | 0.01854
SO2 | 9493 | 0.001
CO2 | 9471 | 118
NOX | 9471 | 0.01541
SO2 | 9471 | 0.001
CO2 | 8821 | 118
NOX | 8821 | 0.02358
SO2 | 8821 | 0.001
CO2 | 5087 | 172
NOX | 5087 | 0.139
SO2 | 5087 | 0.0416
CO2 | 9279 | 172
NOX | 9279 | 0.141
SO2 | 9279 | 0.0417
CO2 | 9473 | 118
NOX | 9473 | 0.01034
SO2 | 9473 | 0.001
CO2 | 8812 | 118
NOX | 8812 | 0.00517
SO2 | 8812 | 0.001
CO2 | 9659 | 118
NOX | 9659 | 0.03297
SO2 | 9659 | 0.001
CO2 | 5327 | 118
NOX | 5327 | 0.01223
SO2 | 5327 | 0.001
CO2 | 9681 | 125
NOX | 9681 | 0.06385
SO2 | 9681 | 0.0015
CO2 | 9815 | 118
NOX | 9815 | 0.03932
SO2 | 9815 | 0
CO2 | 9816 | 118
NOX | 9816 | 0.04286
SO2 | 9816 | 0
CO2 | 8862 | 119
NOX | 8862 | 0.113
SO2 | 8862 | 0.0006
CO2 | 9486 | 118
NOX | 9486 | 0.00781
SO2 | 9486 | 0.001
CO2 | 9487 | 119
NOX | 9487 | 0.0087
SO2 | 9487 | 0.0006
CO2 | 9153 | 119
NOX | 9153 | 0.08205
SO2 | 9153 | 0.00099
CO2 | 8816 | 210
NOX | 8816 | 0.13469
SO2 | 8816 | 0.33907
CO2 | 9495 | 118
NOX | 9495 | 0.03931
SO2 | 9495 | 0.001
CO2 | 9182 | 118
NOX | 9182 | 0.00961
SO2 | 9182 | 0.001
CO2 | 9508 | 119
NOX | 9508 | 0.036
SO2 | 9508 | 0.0006
CO2 | 9222 | 118
NOX | 9222 | 0.01705
SO2 | 9222 | 0.001
CO2 | 9179 | 120
NOX | 9179 | 0.032
SO2 | 9179 | 0.0019
CO2 | 8796 | 118
NOX | 8796 | 0.03998
SO2 | 8796 | 0.001
CO2 | 9159 | 119
NOX | 9159 | 0.0162
SO2 | 9159 | 0.0006
CO2 | 8841 | 118
NOX | 8841 | 0.01693
SO2 | 8841 | 0.001
CO2 | 8842 | 118
NOX | 8842 | 0.01565
SO2 | 8842 | 0.001
CO2 | 8857 | 119
NOX | 8857 | 0.057
SO2 | 8857 | 0.0006
CO2 | 5918 | 119
NOX | 5918 | 0.04
SO2 | 5918 | 0.0006
CO2 | 9309 | 118
NOX | 9309 | 0.01862
SO2 | 9309 | 0.001
CO2 | 9022 | 119
NOX | 9022 | 0.028
SO2 | 9022 | 0.0006
CO2 | 9677 | 118
NOX | 9677 | 0.03781
SO2 | 9677 | 0.00138
CO2 | 9197 | 118
NOX | 9197 | 0.01062
SO2 | 9197 | 0.001
CO2 | 9771 | 118
NOX | 9771 | 0.01312
SO2 | 9771 | 0.001
CO2 | 9546 | 118
NOX | 9546 | 0.01174
SO2 | 9546 | 0.001
CO2 | 9018 | 119
NOX | 9018 | 0.052
SO2 | 9018 | 0.0006
CO2 | 9772 | 119
NOX | 9772 | 0.015
SO2 | 9772 | 0.0006
CO2 | 9773 | 162
NOX | 9773 | 0.04
SO2 | 9773 | 0.0301
CO2 | 8814 | 118
NOX | 8814 | 0.01636
SO2 | 8814 | 0.001
CO2 | 10086 | 118
NOX | 10086 | 0.12
SO2 | 10086 | 0.0006
CO2 | 819 | 206
NOX | 819 | 0.31097
SO2 | 819 | 0.63819
CO2 | 820 | 206
NOX | 820 | 0.29818
SO2 | 820 | 0.23511
CO2 | 821 | 206
NOX | 821 | 0.06788
SO2 | 821 | 0.1175
CO2 | 5328 | 119
NOX | 5328 | 0.145
SO2 | 5328 | 0.0006
CO2 | 3034 | 124
NOX | 3034 | 0.11978
SO2 | 3034 | 0.0517
CO2 | 3035 | 124
NOX | 3035 | 0.19403
SO2 | 3035 | 0.0353
CO2 | 3036 | 162
NOX | 3036 | 0.16456
SO2 | 3036 | 0.30094
CO2 | 4385 | 205
NOX | 4385 | 0.27359
SO2 | 4385 | 0.61012
CO2 | 4386 | 205
NOX | 4386 | 0.15312
SO2 | 4386 | 0.06712
CO2 | 520 | 162
NOX | 520 | 0.01398
SO2 | 520 | 0.10237
CO2 | 521 | 208
NOX | 521 | 0.13446
SO2 | 521 | 0.27234
CO2 | 2212 | 203
NOX | 2212 | 0.06053
SO2 | 2212 | 0.00096
CO2 | 3730 | 210
NOX | 3730 | 0.34222
SO2 | 3730 | 0.66634
CO2 | 1389 | 118
NOX | 1389 | 0.05902
SO2 | 1389 | 0.0125
CO2 | 1390 | 118
NOX | 1390 | 0.0932
SO2 | 1390 | 0.00279
CO2 | 1391 | 119
NOX | 1391 | 0.07418
SO2 | 1391 | 0.02704
CO2 | 2169 | 206
NOX | 2169 | 0.22654
SO2 | 2169 | 1.1791
CO2 | 2171 | 205
NOX | 2171 | 0.232
SO2 | 2171 | 1.2887
CO2 | 2172 | 206
NOX | 2172 | 0.24467
SO2 | 2172 | 1.3702
CO2 | 2173 | 206
NOX | 2173 | 0.29859
SO2 | 2173 | 1.0699
CO2 | 2920 | 120
NOX | 2920 | 0.17129
SO2 | 2920 | 0.01186
CO2 | 4902 | 210
NOX | 4902 | 0.34708
SO2 | 4902 | 0.85268
CO2 | 2258 | 210
NOX | 2258 | 0.08537
SO2 | 2258 | 0.08487
CO2 | 2259 | 210
NOX | 2259 | 0.10819
SO2 | 2259 | 0.02411
CO2 | 2260 | 210
NOX | 2260 | 0.11862
SO2 | 2260 | 0.0189
CO2 | 2261 | 210
NOX | 2261 | 0.07797
SO2 | 2261 | 0.01911
CO2 | 3735 | 206
NOX | 3735 | 0.13946
SO2 | 3735 | 0.33744
CO2 | 3736 | 206
NOX | 3736 | 0.12807
SO2 | 3736 | 0.31885
CO2 | 4906 | 209
NOX | 4906 | 0.27327
SO2 | 4906 | 0.5565
CO2 | 4907 | 209
NOX | 4907 | 0.29479
SO2 | 4907 | 0.56063
CO2 | 6104 | 119
NOX | 6104 | 0.00425
SO2 | 6104 | 0.00095
CO2 | 1304 | 210
NOX | 1304 | 0.09964
SO2 | 1304 | 0.01407
CO2 | 3345 | 210
NOX | 3345 | 0.09826
SO2 | 3345 | 0.54309
CO2 | 3346 | 210
NOX | 3346 | 0.10545
SO2 | 3346 | 0.54582
CO2 | 1344 | 206
NOX | 1344 | 0.12591
SO2 | 1344 | 0.25065
CO2 | 492 | 206
NOX | 492 | 0.15486
SO2 | 492 | 0.07339
CO2 | 493 | 206
NOX | 493 | 0.16472
SO2 | 493 | 0.0878
CO2 | 7747 | 210
NOX | 7747 | 0.27343
SO2 | 7747 | 0.06205
CO2 | 7748 | 210
NOX | 7748 | 0.27816
SO2 | 7748 | 0.06314
CO2 | 7749 | 210
NOX | 7749 | 0.29492
SO2 | 7749 | 0.11706
CO2 | 972 | 154
NOX | 972 | 0.24089
SO2 | 972 | 0.53656
CO2 | 973 | 154
NOX | 973 | 0.24094
SO2 | 973 | 0.53659
CO2 | 974 | 154
NOX | 974 | 0.24088
SO2 | 974 | 0.53656
CO2 | 339 | 162
NOX | 339 | 0.20583
SO2 | 339 | 0.73951
CO2 | 340 | 162
NOX | 340 | 0.2044
SO2 | 340 | 0.65319
CO2 | 929 | 218
NOX | 929 | 0.20469
SO2 | 929 | 0.33153
CO2 | 930 | 218
NOX | 930 | 0.15316
SO2 | 930 | 0.33655
CO2 | 2428 | 205
NOX | 2428 | 0.19611
SO2 | 2428 | 0.39783
CO2 | 5055 | 119
NOX | 5055 | 0.025
SO2 | 5055 | 0.0006
CO2 | 1849 | 206
NOX | 1849 | 0.08903
SO2 | 1849 | 0.14756
CO2 | 1850 | 206
NOX | 1850 | 0.08313
SO2 | 1850 | 0.12308
CO2 | 2790 | 213
NOX | 2790 | 0.04766
SO2 | 2790 | 0.06739
CO2 | 2791 | 152
NOX | 2791 | 0.06917
SO2 | 2791 | 0.06436
CO2 | 2856 | 191
NOX | 2856 | 0.08075
SO2 | 2856 | 0.0212
CO2 | 2857 | 209
NOX | 2857 | 0.11387
SO2 | 2857 | 0.01913
CO2 | 2858 | 118
NOX | 2858 | 0.03823
SO2 | 2858 | 0.001
CO2 | 2859 | 118
NOX | 2859 | 0.03664
SO2 | 2859 | 0.001
CO2 | 9115 | 149
NOX | 9115 | 0.145
SO2 | 9115 | 0.27101
CO2 | 9117 | 149
NOX | 9117 | 0.145
SO2 | 9117 | 0.27101
CO2 | 1192 | 162
NOX | 1192 | 0.14377
SO2 | 1192 | 0.06597
CO2 | 1194 | 120
NOX | 1194 | 0.06455
SO2 | 1194 | 0.00351
CO2 | 1195 | 120
NOX | 1195 | 0.07349
SO2 | 1195 | 0.00359
CO2 | 1196 | 119
NOX | 1196 | 0.07734
SO2 | 1196 | 0.00247
CO2 | 4767 | 206
NOX | 4767 | 0.06865
SO2 | 4767 | 0.07622
CO2 | 4768 | 206
NOX | 4768 | 0.06182
SO2 | 4768 | 0.07305
CO2 | 9319 | 119
NOX | 9319 | 0.012
SO2 | 9319 | 0.0006
CO2 | 372 | 210
NOX | 372 | 0.20036
SO2 | 372 | 0.57856
CO2 | 373 | 210
NOX | 373 | 0.207
SO2 | 373 | 0.58874
CO2 | 374 | 210
NOX | 374 | 0.14929
SO2 | 374 | 0.59286
CO2 | 4026 | 119
NOX | 4026 | 0.099
SO2 | 4026 | 0.00089
CO2 | 3864 | 206
NOX | 3864 | 0.48216
SO2 | 3864 | 0.28875
CO2 | 3865 | 206
NOX | 3865 | 0.43376
SO2 | 3865 | 0.38183
CO2 | 3298 | 206
NOX | 3298 | 0.43191
SO2 | 3298 | 0.62999
CO2 | 2152 | 210
NOX | 2152 | 0.0721
SO2 | 2152 | 0.00706
CO2 | 2285 | 210
NOX | 2285 | 0.15471
SO2 | 2285 | 0.02029
CO2 | 2286 | 210
NOX | 2286 | 0.17121
SO2 | 2286 | 0.0174
CO2 | 2287 | 210
NOX | 2287 | 0.1589
SO2 | 2287 | 0.02468
CO2 | 8995 | 119
NOX | 8995 | 0.042
SO2 | 8995 | 0.0008
CO2 | 4597 | 206
NOX | 4597 | 0.06915
SO2 | 4597 | 0.20056
CO2 | 6673 | 210
NOX | 6673 | 0.33185
SO2 | 6673 | 0.36291
CO2 | 6674 | 210
NOX | 6674 | 0.32648
SO2 | 6674 | 0.33775
CO2 | 6675 | 209
NOX | 6675 | 0.16667
SO2 | 6675 | 0.08461
CO2 | 6676 | 210
NOX | 6676 | 0.17485
SO2 | 6676 | 0.07924
CO2 | 1676 | 210
NOX | 1676 | 0.19417
SO2 | 1676 | 0.59738
CO2 | 1677 | 210
NOX | 1677 | 0.32624
SO2 | 1677 | 0.59595
CO2 | 10515 | 206
NOX | 10515 | 0.30754
SO2 | 10515 | 0.533
CO2 | 3874 | 210
NOX | 3874 | 0.11768
SO2 | 3874 | 0.78271
CO2 | 3875 | 210
NOX | 3875 | 0.15523
SO2 | 3875 | 0.55578
CO2 | 3878 | 206
NOX | 3878 | 0.17937
SO2 | 3878 | 0.08391
CO2 | 3879 | 206
NOX | 3879 | 0.18496
SO2 | 3879 | 0.08032
CO2 | 2639 | 217
NOX | 2639 | 0.37683
SO2 | 2639 | 0.45377
CO2 | 720 | 143
NOX | 720 | 0.249
SO2 | 720 | 0.21518
CO2 | 721 | 147
NOX | 721 | 0.267
SO2 | 721 | 0.34597
CO2 | 4227 | 210
NOX | 4227 | 0.17747
SO2 | 4227 | 0.25035
CO2 | 4228 | 210
NOX | 4228 | 0.17784
SO2 | 4228 | 0.25119
CO2 | 4229 | 210
NOX | 4229 | 0.14743
SO2 | 4229 | 0.37196
CO2 | 564 | 206
NOX | 564 | 0.14403
SO2 | 564 | 0.2067
CO2 | 565 | 206
NOX | 565 | 0.10683
SO2 | 565 | 0.24034
CO2 | 566 | 206
NOX | 566 | 0.14291
SO2 | 566 | 0.30102
CO2 | 4295 | 210
NOX | 4295 | 0.31713
SO2 | 4295 | 0.54928
CO2 | 4296 | 209
NOX | 4296 | 0.3164
SO2 | 4296 | 0.53054
CO2 | 3299 | 210
NOX | 3299 | 0.20413
SO2 | 3299 | 0.64565
CO2 | 380 | 209
NOX | 380 | 0.70088
SO2 | 380 | 0.76739
CO2 | 1117 | 119
NOX | 1117 | 0.076
SO2 | 1117 | 0.0005
CO2 | 1118 | 119
NOX | 1118 | 0.067
SO2 | 1118 | 0.0006
CO2 | 7073 | 210
NOX | 7073 | 0.20619
SO2 | 7073 | 0.21284
CO2 | 7099 | 210
NOX | 7099 | 0.25708
SO2 | 7099 | 0.80341
CO2 | 8129 | 118
NOX | 8129 | 0.04495
SO2 | 8129 | 0.001
CO2 | 8130 | 118
NOX | 8130 | 0.03671
SO2 | 8130 | 0.001
CO2 | 8177 | 118
NOX | 8177 | 0.01793
SO2 | 8177 | 0.001
CO2 | 1688 | 206
NOX | 1688 | 0.15434
SO2 | 1688 | 0.13213
CO2 | 1689 | 206
NOX | 1689 | 0.22988
SO2 | 1689 | 0.1326
CO2 | 1690 | 206
NOX | 1690 | 0.19665
SO2 | 1690 | 0.13018
CO2 | 1691 | 206
NOX | 1691 | 0.14223
SO2 | 1691 | 0.15995
CO2 | 1692 | 206
NOX | 1692 | 0.17241
SO2 | 1692 | 0.53236
CO2 | 2907 | 205
NOX | 2907 | 0.611
SO2 | 2907 | 1.7069
CO2 | 2910 | 177
NOX | 2910 | 0.33419
SO2 | 2910 | 0.81652
CO2 | 2911 | 157
NOX | 2911 | 0.08625
SO2 | 2911 | 0.001
CO2 | 2912 | 142
NOX | 2912 | 0.08053
SO2 | 2912 | 0.001
CO2 | 2913 | 161
NOX | 2913 | 0.09563
SO2 | 2913 | 0.001
CO2 | 2914 | 219
NOX | 2914 | 0.07125
SO2 | 2914 | 0.001
CO2 | 2915 | 182
NOX | 2915 | 0.08235
SO2 | 2915 | 0.001
CO2 | 2916 | 147
NOX | 2916 | 0.09127
SO2 | 2916 | 0.001
CO2 | 2917 | 139
NOX | 2917 | 0.07609
SO2 | 2917 | 0.001
CO2 | 2593 | 118
NOX | 2593 | 0.10199
SO2 | 2593 | 0.00103
CO2 | 2594 | 118
NOX | 2594 | 0.10982
SO2 | 2594 | 0.00131
CO2 | 5638 | 206
NOX | 5638 | 0.12303
SO2 | 5638 | 0.19643
CO2 | 11 | 206
NOX | 11 | 0.15373
SO2 | 11 | 0.6127
CO2 | 12 | 206
NOX | 12 | 0.1404
SO2 | 12 | 0.42779
CO2 | 13 | 118
NOX | 13 | 0.03407
SO2 | 13 | 0.001
CO2 | 1556 | 210
NOX | 1556 | 0.26502
SO2 | 1556 | 0.42949
CO2 | 4847 | 210
NOX | 4847 | 0.19295
SO2 | 4847 | 0.43673
CO2 | 4848 | 210
NOX | 4848 | 0.17536
SO2 | 4848 | 0.44202
CO2 | 4849 | 210
NOX | 4849 | 0.20605
SO2 | 4849 | 0.45104
CO2 | 5708 | 218
NOX | 5708 | 0.15531
SO2 | 5708 | 0.75441
CO2 | 5709 | 218
NOX | 5709 | 0.16139
SO2 | 5709 | 0.68624
CO2 | 9525 | 218
NOX | 9525 | 0.16916
SO2 | 9525 | 0.75891
CO2 | 5711 | 218
NOX | 5711 | 0.12732
SO2 | 5711 | 1.0202
CO2 | 5712 | 218
NOX | 5712 | 0.12363
SO2 | 5712 | 1.0084
CO2 | 5713 | 218
NOX | 5713 | 0.16425
SO2 | 5713 | 0.54225
CO2 | 4069 | 210
NOX | 4069 | 0.08909
SO2 | 4069 | 0.69057
CO2 | 4070 | 210
NOX | 4070 | 0.08165
SO2 | 4070 | 0.69163
CO2 | 3327 | 135
NOX | 3327 | 0.07412
SO2 | 3327 | 0.08773
CO2 | 6995 | 206
NOX | 6995 | 0.34988
SO2 | 6995 | 0.12422
CO2 | 6996 | 206
NOX | 6996 | 0.23613
SO2 | 6996 | 0.111
CO2 | 6997 | 206
NOX | 6997 | 0.29893
SO2 | 6997 | 0.0663
CO2 | 4038 | 210
NOX | 4038 | 0.17851
SO2 | 4038 | 0.70167
CO2 | 3756 | 147
NOX | 3756 | 0.517
SO2 | 3756 | 0.11151
CO2 | 3757 | 152
NOX | 3757 | 0.4452
SO2 | 3757 | 0.084
CO2 | 3758 | 147
NOX | 3758 | 0.5269
SO2 | 3758 | 0.1192
CO2 | 3759 | 148
NOX | 3759 | 0.5265
SO2 | 3759 | 0.11587
CO2 | 3732 | 209
NOX | 3732 | 0.06599
SO2 | 3732 | 0.02072
CO2 | 3733 | 208
NOX | 3733 | 0.06689
SO2 | 3733 | 0.03048
CO2 | 7385 | 210
NOX | 7385 | 0.30113
SO2 | 7385 | 0.30294
CO2 | 7386 | 210
NOX | 7386 | 0.33128
SO2 | 7386 | 0.14534
CO2 | 5592 | 210
NOX | 5592 | 0.12876
SO2 | 5592 | 0.66786
CO2 | 5674 | 206
NOX | 5674 | 0.10848
SO2 | 5674 | 0.65101
CO2 | 5675 | 206
NOX | 5675 | 0.10684
SO2 | 5675 | 0.64903
CO2 | 5815 | 218
NOX | 5815 | 0.19354
SO2 | 5815 | 0.59078
CO2 | 4003 | 156
NOX | 4003 | 0.222
SO2 | 4003 | 0.5421
CO2 | 4004 | 140
NOX | 4004 | 0.273
SO2 | 4004 | 0.1677
CO2 | 4046 | 161
NOX | 4046 | 0.12762
SO2 | 4046 | 0.1968
CO2 | 4047 | 206
NOX | 4047 | 0.10061
SO2 | 4047 | 0.37801
CO2 | 1911 | 206
NOX | 1911 | 0.16411
SO2 | 1911 | 0.50123
CO2 | 1912 | 207
NOX | 1912 | 0.1712
SO2 | 1912 | 0.46491
CO2 | 1913 | 206
NOX | 1913 | 0.16907
SO2 | 1913 | 0.56883
CO2 | 4558 | 207
NOX | 4558 | 0.19713
SO2 | 4558 | 0.53213
CO2 | 4559 | 206
NOX | 4559 | 0.17697
SO2 | 4559 | 0.53586
CO2 | 4325 | 210
NOX | 4325 | 0.0926
SO2 | 4325 | 0.55676
CO2 | 4119 | 119
NOX | 4119 | 0.0307
SO2 | 4119 | 0.0006
CO2 | 4120 | 118
NOX | 4120 | 0.03271
SO2 | 4120 | 0.001
CO2 | 4121 | 118
NOX | 4121 | 0.03468
SO2 | 4121 | 0.001
CO2 | 6012 | 210
NOX | 6012 | 0.18425
SO2 | 6012 | 0.10741
CO2 | 4618 | 156
NOX | 4618 | 0.13481
SO2 | 4618 | 0.18749
CO2 | 4619 | 158
NOX | 4619 | 0.02536
SO2 | 4619 | 0.0013
CO2 | 2990 | 206
NOX | 2990 | 0.08811
SO2 | 2990 | 0.21827
CO2 | 2991 | 206
NOX | 2991 | 0.09196
SO2 | 2991 | 0.25605
CO2 | 5596 | 119
NOX | 5596 | 0.08908
SO2 | 5596 | 0.001
CO2 | 7201 | 208
NOX | 7201 | 0.22942
SO2 | 7201 | 0.78229
CO2 | 4980 | 206
NOX | 4980 | 0.08651
SO2 | 4980 | 0.03363
CO2 | 4981 | 206
NOX | 4981 | 0.1039
SO2 | 4981 | 0.0486
CO2 | 4982 | 206
NOX | 4982 | 0.10574
SO2 | 4982 | 0.29057
CO2 | 4983 | 206
NOX | 4983 | 0.10762
SO2 | 4983 | 0.14614
CO2 | 2894 | 205
NOX | 2894 | 0.08162
SO2 | 2894 | 0.35114
CO2 | 5381 | 141
NOX | 5381 | 0.61549
SO2 | 5381 | 0.02597
CO2 | 3550 | 210
NOX | 3550 | 0.1435
SO2 | 3550 | 0.54926
CO2 | 4135 | 206
NOX | 4135 | 0.14255
SO2 | 4135 | 0.62643
CO2 | 4136 | 207
NOX | 4136 | 0.1529
SO2 | 4136 | 0.58759
CO2 | 4137 | 207
NOX | 4137 | 0.10971
SO2 | 4137 | 0.05768
CO2 | 4138 | 207
NOX | 4138 | 0.14336
SO2 | 4138 | 0.59548
CO2 | 3217 | 210
NOX | 3217 | 0.05678
SO2 | 3217 | 0.04531
CO2 | 1091 | 206
NOX | 1091 | 0.40371
SO2 | 1091 | 1.4624
CO2 | 1092 | 206
NOX | 1092 | 0.32016
SO2 | 1092 | 1.4581
CO2 | 1094 | 205
NOX | 1094 | 0.0474
SO2 | 1094 | 0.09852
CO2 | 1095 | 206
NOX | 1095 | 0.06517
SO2 | 1095 | 0.11491
CO2 | 3573 | 162
NOX | 3573 | 0.63
SO2 | 3573 | 0.3184
CO2 | 3574 | 119
NOX | 3574 | 0.2913
SO2 | 3574 | 0.00281
CO2 | 3575 | 162
NOX | 3575 | 0.5989
SO2 | 3575 | 0.31846
CO2 | 4052 | 120
NOX | 4052 | 0.21726
SO2 | 4052 | 0.0022
CO2 | 4468 | 120
NOX | 4468 | 0.21299
SO2 | 4468 | 0.01394
CO2 | 4469 | 148
NOX | 4469 | 0.21344
SO2 | 4469 | 0.05779
CO2 | 4470 | 120
NOX | 4470 | 0.23501
SO2 | 4470 | 0.01407
CO2 | 1078 | 206
NOX | 1078 | 0.17908
SO2 | 1078 | 0.02918
CO2 | 1079 | 206
NOX | 1079 | 0.18878
SO2 | 1079 | 0.06503
CO2 | 1080 | 206
NOX | 1080 | 0.20886
SO2 | 1080 | 0.02887
CO2 | 1081 | 119
NOX | 1081 | 0.52778
SO2 | 1081 | 0.02887
CO2 | 4143 | 206
NOX | 4143 | 0.52778
SO2 | 4143 | 2.835
CO2 | 4144 | 206
NOX | 4144 | 0.5298
SO2 | 4144 | 2.451
CO2 | 10235 | 119
NOX | 10235 | 0.41057
SO2 | 10235 | 0.42459
CO2 | 2578 | 206
NOX | 2578 | 0.31428
SO2 | 2578 | 0.91791
CO2 | 2579 | 206
NOX | 2579 | 0.34458
SO2 | 2579 | 0.94475
CO2 | 2580 | 205
NOX | 2580 | 0.2973
SO2 | 2580 | 1.1926
CO2 | 362 | 206
NOX | 362 | 0.08467
SO2 | 362 | 0.15882
CO2 | 367 | 205
NOX | 367 | 0.586
SO2 | 367 | 0.17114
CO2 | 368 | 205
NOX | 368 | 0.096
SO2 | 368 | 0.10399
CO2 | 369 | 148
NOX | 369 | 0.08757
SO2 | 369 | 0.06329
CO2 | 115 | 217
NOX | 115 | 0.34235
SO2 | 115 | 0.44291
CO2 | 116 | 218
NOX | 116 | 0.34179
SO2 | 116 | 0.4997
CO2 | 6585 | 206
NOX | 6585 | 0.40409
SO2 | 6585 | 0.07685
CO2 | 6586 | 206
NOX | 6586 | 0.38262
SO2 | 6586 | 0.07635
CO2 | 1209 | 119
NOX | 1209 | 0.14019
SO2 | 1209 | 0.01931
CO2 | 1210 | 205
NOX | 1210 | 0.06647
SO2 | 1210 | 0.33965
CO2 | 1211 | 120
NOX | 1211 | 0.06446
SO2 | 1211 | 0.0033
CO2 | 3862 | 206
NOX | 3862 | 0.21139
SO2 | 3862 | 0.1526
CO2 | 3863 | 206
NOX | 3863 | 0.20251
SO2 | 3863 | 0.14061
CO2 | 2160 | 210
NOX | 2160 | 0.24418
SO2 | 2160 | 0.53302
CO2 | 2162 | 210
NOX | 2162 | 0.22688
SO2 | 2162 | 0.53141
CO2 | 2721 | 210
NOX | 2721 | 0.1687
SO2 | 2721 | 0.34477
CO2 | 3433 | 206
NOX | 3433 | 0.04103
SO2 | 3433 | 0.1744
CO2 | 3434 | 206
NOX | 3434 | 0.04844
SO2 | 3434 | 0.16394
CO2 | 3439 | 124
NOX | 3439 | 0.1335
SO2 | 3439 | 0.2093
CO2 | 4780 | 206
NOX | 4780 | 0.36921
SO2 | 4780 | 0.13354
CO2 | 4565 | 119
NOX | 4565 | 1.2
SO2 | 4565 | 0.50038
CO2 | 2590 | 120
NOX | 2590 | 0.0511
SO2 | 2590 | 0.00309
CO2 | 2591 | 118
NOX | 2591 | 0.05238
SO2 | 2591 | 0.00104
CO2 | 644 | 206
NOX | 644 | 0.20483
SO2 | 644 | 0.50601
CO2 | 648 | 126
NOX | 648 | 0.1063
SO2 | 648 | 0.12246
CO2 | 649 | 126
NOX | 649 | 0.1063
SO2 | 649 | 0.12246
CO2 | 9814 | 126
NOX | 9814 | 0.1063
SO2 | 9814 | 0.12246
CO2 | 7096 | 210
NOX | 7096 | 0.16357
SO2 | 7096 | 0.08055
CO2 | 4251 | 210
NOX | 4251 | 0.21691
SO2 | 4251 | 0.60079
CO2 | 2123 | 206
NOX | 2123 | 0.18365
SO2 | 2123 | 0.61789
CO2 | 1119 | 206
NOX | 1119 | 0.06155
SO2 | 1119 | 0.51713
CO2 | 2180 | 119
NOX | 2180 | 0.066
SO2 | 2180 | 0.0006
CO2 | 152 | 116
NOX | 152 | 0.19032
SO2 | 152 | 0.00916
CO2 | 153 | 119
NOX | 153 | 0.077
SO2 | 153 | 0.0006
CO2 | 4685 | 117
NOX | 4685 | 0.09349
SO2 | 4685 | 0.00048
CO2 | 4686 | 118
NOX | 4686 | 0.11416
SO2 | 4686 | 0.00043
CO2 | 4687 | 118
NOX | 4687 | 0.02703
SO2 | 4687 | 0.00057
CO2 | 1634 | 205
NOX | 1634 | 0.4783
SO2 | 1634 | 2.1348
CO2 | 1635 | 199
NOX | 1635 | 0.4615
SO2 | 1635 | 2.0324
CO2 | 478 | 206
NOX | 478 | 0.12674
SO2 | 478 | 0.11172
CO2 | 479 | 206
NOX | 479 | 0.13842
SO2 | 479 | 0.0466
CO2 | 480 | 206
NOX | 480 | 0.07799
SO2 | 480 | 0.04647
CO2 | 481 | 206
NOX | 481 | 0.09666
SO2 | 481 | 0.10038
CO2 | 5860 | 218
NOX | 5860 | 0.14782
SO2 | 5860 | 0.51975
CO2 | 5861 | 218
NOX | 5861 | 0.162
SO2 | 5861 | 0.53742
CO2 | 2908 | 118
NOX | 2908 | 0.07126
SO2 | 2908 | 0.00128
CO2 | 1878 | 206
NOX | 1878 | 0.17429
SO2 | 1878 | 0.08514
CO2 | 1879 | 206
NOX | 1879 | 0.16898
SO2 | 1879 | 0.07886
CO2 | 1880 | 206
NOX | 1880 | 0.17191
SO2 | 1880 | 0.08378
CO2 | 1881 | 206
NOX | 1881 | 0.16746
SO2 | 1881 | 0.08212
CO2 | 6753 | 119
NOX | 6753 | 0.0546
SO2 | 6753 | 0.00059
CO2 | 1902 | 206
NOX | 1902 | 0.4534
SO2 | 1902 | 1.8719
CO2 | 1903 | 206
NOX | 1903 | 0.43474
SO2 | 1903 | 1.9141
CO2 | 1904 | 206
NOX | 1904 | 0.38529
SO2 | 1904 | 2.0852
CO2 | 1905 | 206
NOX | 1905 | 0.39372
SO2 | 1905 | 1.9647
CO2 | 5671 | 206
NOX | 5671 | 0.13051
SO2 | 5671 | 0.22433
CO2 | 2235 | 205
NOX | 2235 | 0.28546
SO2 | 2235 | 1.5922
CO2 | 2236 | 206
NOX | 2236 | 0.29199
SO2 | 2236 | 1.6269
CO2 | 3731 | 120
NOX | 3731 | 0.174
SO2 | 3731 | 0.001
CO2 | 2926 | 300
NOX | 2926 | 0.27167
SO2 | 2926 | 2.9209
CO2 | 2927 | 285
NOX | 2927 | 0.27063
SO2 | 2927 | 2.7658
CO2 | 2656 | 151
NOX | 2656 | 0.25633
SO2 | 2656 | 0.01893
CO2 | 2657 | 151
NOX | 2657 | 0.26067
SO2 | 2657 | 0.01954
CO2 | 5003 | 119
NOX | 5003 | 0.08101
SO2 | 5003 | 0.001
CO2 | 5004 | 119
NOX | 5004 | 0.10664
SO2 | 5004 | 0.001
CO2 | 1001 | 125
NOX | 1001 | 0.1011
SO2 | 1001 | 0.00883
CO2 | 1002 | 118
NOX | 1002 | 0.07616
SO2 | 1002 | 0.001
CO2 | 1003 | 118
NOX | 1003 | 0.07573
SO2 | 1003 | 0.00099
CO2 | 1023 | 119
NOX | 1023 | 0.185
SO2 | 1023 | 0.0116
CO2 | 1024 | 119
NOX | 1024 | 0.177
SO2 | 1024 | 0.0113
CO2 | 4301 | 115
NOX | 4301 | 0.0675
SO2 | 4301 | 0.00097
CO2 | 4302 | 118
NOX | 4302 | 0.0809
SO2 | 4302 | 0.001
CO2 | 4303 | 118
NOX | 4303 | 0.06833
SO2 | 4303 | 0.001
CO2 | 4304 | 118
NOX | 4304 | 0.07371
SO2 | 4304 | 0.001
CO2 | 1036 | 206
NOX | 1036 | 0.09881
SO2 | 1036 | 0.14672
CO2 | 927 | 206
NOX | 927 | 0.25691
SO2 | 927 | 0.0639
CO2 | 928 | 206
NOX | 928 | 0.28446
SO2 | 928 | 0.05498
CO2 | 107 | 121
NOX | 107 | 0.0793
SO2 | 107 | 0.00062
CO2 | 108 | 119
NOX | 108 | 0.07035
SO2 | 108 | 0.001
CO2 | 707 | 119
NOX | 707 | 0.08523
SO2 | 707 | 0.00127
CO2 | 708 | 118
NOX | 708 | 0.03668
SO2 | 708 | 0.00101
CO2 | 9114 | 118
NOX | 9114 | 0.01082
SO2 | 9114 | 0.001
CO2 | 3745 | 262
NOX | 3745 | 0.06143
SO2 | 3745 | 0.1849
CO2 | 8858 | 118
NOX | 8858 | 0.00637
SO2 | 8858 | 0.001
CO2 | 4 | 119
NOX | 4 | 0.122
SO2 | 4 | 0.0006
CO2 | 3107 | 206
NOX | 3107 | 0.52983
SO2 | 3107 | 1.4577
CO2 | 3600 | 118
NOX | 3600 | 0.074
SO2 | 3600 | 0.001
CO2 | 3602 | 118
NOX | 3602 | 0.06207
SO2 | 3602 | 0.00098
CO2 | 2662 | 124
NOX | 2662 | 0.08835
SO2 | 2662 | 0.00594
CO2 | 2663 | 128
NOX | 2663 | 0.09987
SO2 | 2663 | 0.00689
CO2 | 2664 | 124
NOX | 2664 | 0.08836
SO2 | 2664 | 0.00406
CO2 | 2665 | 125
NOX | 2665 | 0.09926
SO2 | 2665 | 0.00511
CO2 | 2666 | 129
NOX | 2666 | 0.10907
SO2 | 2666 | 0.00876
CO2 | 2667 | 125
NOX | 2667 | 0.09739
SO2 | 2667 | 0.00579
CO2 | 2668 | 127
NOX | 2668 | 0.09868
SO2 | 2668 | 0.00668
CO2 | 2669 | 128
NOX | 2669 | 0.10703
SO2 | 2669 | 0.00689
CO2 | 2670 | 125
NOX | 2670 | 0.09329
SO2 | 2670 | 0.00493
CO2 | 2671 | 127
NOX | 2671 | 0.09865
SO2 | 2671 | 0.00692
CO2 | 2672 | 126
NOX | 2672 | 0.09515
SO2 | 2672 | 0.00809
CO2 | 2673 | 126
NOX | 2673 | 0.09973
SO2 | 2673 | 0.00509
CO2 | 2674 | 129
NOX | 2674 | 0.10551
SO2 | 2674 | 0.00751
CO2 | 2675 | 125
NOX | 2675 | 0.10004
SO2 | 2675 | 0.00494
CO2 | 2676 | 124
NOX | 2676 | 0.08786
SO2 | 2676 | 0.00511
CO2 | 2677 | 126
NOX | 2677 | 0.0991
SO2 | 2677 | 0.0048
CO2 | 5030 | 206
NOX | 5030 | 0.3537
SO2 | 5030 | 0.11384
CO2 | 5031 | 206
NOX | 5031 | 0.34123
SO2 | 5031 | 2.2423
CO2 | 5032 | 206
NOX | 5032 | 0.36406
SO2 | 5032 | 2.2972
CO2 | 5033 | 206
NOX | 5033 | 0.36578
SO2 | 5033 | 2.1434
CO2 | 5034 | 206
NOX | 5034 | 0.344
SO2 | 5034 | 2.2461
CO2 | 5035 | 206
NOX | 5035 | 0.26501
SO2 | 5035 | 2.1962
CO2 | 5036 | 206
NOX | 5036 | 0.25075
SO2 | 5036 | 2.0663
CO2 | 3939 | 205
NOX | 3939 | 0.378
SO2 | 3939 | 3.2216
CO2 | 4394 | 118
NOX | 4394 | 0.08407
SO2 | 4394 | 0.001
CO2 | 4395 | 118
NOX | 4395 | 0.0154
SO2 | 4395 | 0.001
CO2 | 8547 | 118
NOX | 8547 | 0.01608
SO2 | 8547 | 0.001
CO2 | 3940 | 119
NOX | 3940 | 0.0285
SO2 | 3940 | 0.00159
CO2 | 4662 | 126
NOX | 4662 | 0.15841
SO2 | 4662 | 0.02485
CO2 | 5813 | 118
NOX | 5813 | 0.02112
SO2 | 5813 | 0.001
CO2 | 5814 | 118
NOX | 5814 | 0.02062
SO2 | 5814 | 0.001
CO2 | 2466 | 206
NOX | 2466 | 0.3669
SO2 | 2466 | 0.85511
CO2 | 2467 | 206
NOX | 2467 | 0.36816
SO2 | 2467 | 0.80883
CO2 | 2468 | 206
NOX | 2468 | 0.20929
SO2 | 2468 | 0.26047
CO2 | 2470 | 206
NOX | 2470 | 0.36061
SO2 | 2470 | 0.79217
CO2 | 3945 | 119
NOX | 3945 | 0.1125
SO2 | 3945 | 0.00157
CO2 | 3946 | 119
NOX | 3946 | 0.12102
SO2 | 3946 | 0.00124
CO2 | 104 | 119
NOX | 104 | 0.10215
SO2 | 104 | 0.0012
CO2 | 105 | 119
NOX | 105 | 0.11623
SO2 | 105 | 0.00109
CO2 | 4645 | 118
NOX | 4645 | 0.06388
SO2 | 4645 | 0.001
CO2 | 4015 | 124
NOX | 4015 | 0.08297
SO2 | 4015 | 0.00357
CO2 | 4016 | 124
NOX | 4016 | 0.09297
SO2 | 4016 | 0.00335
CO2 | 2192 | 118
NOX | 2192 | 0.09953
SO2 | 2192 | 0.001
CO2 | 6535 | 119
NOX | 6535 | 0.099
SO2 | 6535 | 0.0006
CO2 | 6029 | 210
NOX | 6029 | 0.1483
SO2 | 6029 | 0.1316
CO2 | 8750 | 164
NOX | 8750 | 0.09858
SO2 | 8750 | 0.06605
CO2 | 3388 | 205
NOX | 3388 | 0.375
SO2 | 3388 | 0.2618
CO2 | 5094 | 118
NOX | 5094 | 0.02634
SO2 | 5094 | 0.001
CO2 | 5095 | 118
NOX | 5095 | 0.02798
SO2 | 5095 | 0.001
CO2 | 6309 | 118
NOX | 6309 | 0.01578
SO2 | 6309 | 0.001
CO2 | 9438 | 118
NOX | 9438 | 0.04664
SO2 | 9438 | 0.00095
CO2 | 9436 | 119
NOX | 9436 | 0.0287
SO2 | 9436 | 0.0006
CO2 | 4545 | 118
NOX | 4545 | 0.03084
SO2 | 4545 | 0.001
CO2 | 9437 | 118
NOX | 9437 | 0.00884
SO2 | 9437 | 0.001
CO2 | 9450 | 118
NOX | 9450 | 0.02467
SO2 | 9450 | 0.001
CO2 | 6365 | 206
NOX | 6365 | 0.38081
SO2 | 6365 | 0.06762
CO2 | 5442 | 120
NOX | 5442 | 0.031
SO2 | 5442 | 0.0011
CO2 | 9316 | 119
NOX | 9316 | 0.04476
SO2 | 9316 | 0.00156
CO2 | 9317 | 118
NOX | 9317 | 0.01976
SO2 | 9317 | 0.001
CO2 | 9443 | 118
NOX | 9443 | 0.031
SO2 | 9443 | 0.0006
CO2 | 9215 | 118
NOX | 9215 | 0.04263
SO2 | 9215 | 0.00099
CO2 | 9078 | 123
NOX | 9078 | 0.056
SO2 | 9078 | 0.0044
CO2 | 10187 | 118
NOX | 10187 | 0.11608
SO2 | 10187 | 0.001
CO2 | 10234 | 125
NOX | 10234 | 0.038
SO2 | 10234 | 0.0007
CO2 | 9298 | 126
NOX | 9298 | 0.039
SO2 | 9298 | 0.001
CO2 | 9044 | 118
NOX | 9044 | 0.04947
SO2 | 9044 | 0.00101
CO2 | 9045 | 118
NOX | 9045 | 0.00895
SO2 | 9045 | 0.001
CO2 | 9046 | 120
NOX | 9046 | 0.0577
SO2 | 9046 | 0.00286
CO2 | 10213 | 119
NOX | 10213 | 0.04
SO2 | 10213 | 0.0006
CO2 | 3710 | 218
NOX | 3710 | 0.16864
SO2 | 3710 | 0.28457
CO2 | 9246 | 119
NOX | 9246 | 0.027
SO2 | 9246 | 0.0006
CO2 | 9211 | 119
NOX | 9211 | 0.023
SO2 | 9211 | 0.0006
CO2 | 9217 | 118
NOX | 9217 | 0.03949
SO2 | 9217 | 0.00098
CO2 | 9228 | 119
NOX | 9228 | 0.02
SO2 | 9228 | 0.0006
CO2 | 9227 | 119
NOX | 9227 | 0.017
SO2 | 9227 | 0.0006
CO2 | 9321 | 118
NOX | 9321 | 0.0377
SO2 | 9321 | 0.00111
CO2 | 9670 | 119
NOX | 9670 | 0.0162
SO2 | 9670 | 0.00059
CO2 | 8147 | 119
NOX | 8147 | 0.11739
SO2 | 8147 | 0.00077
CO2 | 9776 | 119
NOX | 9776 | 0.12151
SO2 | 9776 | 0.001
CO2 | 9732 | 118
NOX | 9732 | 0.03172
SO2 | 9732 | 0.00113
CO2 | 1744 | 206
NOX | 1744 | 0.21298
SO2 | 1744 | 0.0556
CO2 | 1745 | 205
NOX | 1745 | 0.43955
SO2 | 1745 | 2.8176
CO2 | 1746 | 206
NOX | 1746 | 0.45272
SO2 | 1746 | 2.8475
CO2 | 1747 | 206
NOX | 1747 | 0.22176
SO2 | 1747 | 0.07422
CO2 | 1748 | 206
NOX | 1748 | 0.23556
SO2 | 1748 | 0.05152
CO2 | 3340 | 134
NOX | 3340 | 0.09349
SO2 | 3340 | 0.23449
CO2 | 4056 | 125
NOX | 4056 | 0.09186
SO2 | 4056 | 0.1436
CO2 | 4057 | 122
NOX | 4057 | 0.07039
SO2 | 4057 | 0.07827
CO2 | 981 | 210
NOX | 981 | 0.14666
SO2 | 981 | 0.64609
CO2 | 982 | 210
NOX | 982 | 0.14432
SO2 | 982 | 0.64741
CO2 | 319 | 206
NOX | 319 | 0.06027
SO2 | 319 | 0.04652
CO2 | 320 | 206
NOX | 320 | 0.05724
SO2 | 320 | 0.04204
CO2 | 102 | 122
NOX | 102 | 0.10314
SO2 | 102 | 0.12791
CO2 | 103 | 121
NOX | 103 | 0.08615
SO2 | 103 | 0.1196
CO2 | 2186 | 120
NOX | 2186 | 0.07052
SO2 | 2186 | 0.00132
CO2 | 2187 | 162
NOX | 2187 | 0.12856
SO2 | 2187 | 0.01
CO2 | 2189 | 118
NOX | 2189 | 0.07318
SO2 | 2189 | 0.00105
CO2 | 10174 | 118
NOX | 10174 | 0.02109
SO2 | 10174 | 0.001
CO2 | 1682 | 118
NOX | 1682 | 0.18782
SO2 | 1682 | 0.001
CO2 | 4791 | 119
NOX | 4791 | 0.09928
SO2 | 4791 | 0.01274
CO2 | 4792 | 118
NOX | 4792 | 0.1004
SO2 | 4792 | 0.00656
CO2 | 990 | 118
NOX | 990 | 0.49037
SO2 | 990 | 0.001
CO2 | 991 | 119
NOX | 991 | 0.75
SO2 | 991 | 0.0006
CO2 | 5604 | 119
NOX | 5604 | 0.31395
SO2 | 5604 | 0.00375
CO2 | 7002 | 210
NOX | 7002 | 0.1929
SO2 | 7002 | 0.13337
CO2 | 7003 | 210
NOX | 7003 | 0.18534
SO2 | 7003 | 0.13735
CO2 | 7004 | 210
NOX | 7004 | 0.19766
SO2 | 7004 | 0.17966
CO2 | 7005 | 210
NOX | 7005 | 0.19808
SO2 | 7005 | 0.13241
CO2 | 6998 | 206
NOX | 6998 | 0.22129
SO2 | 6998 | 0.10574
CO2 | 6999 | 206
NOX | 6999 | 0.20087
SO2 | 6999 | 0.05834
CO2 | 1665 | 210
NOX | 1665 | 0.09507
SO2 | 1665 | 0.37107
CO2 | 1666 | 210
NOX | 1666 | 0.09505
SO2 | 1666 | 0.35656
CO2 | 6319 | 209
NOX | 6319 | 0.23362
SO2 | 6319 | 0.46233
CO2 | 1063 | 218
NOX | 1063 | 0.73124
SO2 | 1063 | 0.75723
CO2 | 7764 | 210
NOX | 7764 | 0.18018
SO2 | 7764 | 0.25981
CO2 | 7765 | 210
NOX | 7765 | 0.18771
SO2 | 7765 | 0.1691
CO2 | 853 | 202
NOX | 853 | 0.25074
SO2 | 853 | 0.68389
CO2 | 1324 | 210
NOX | 1324 | 0.20208
SO2 | 1324 | 0.46768
CO2 | 1325 | 210
NOX | 1325 | 0.20094
SO2 | 1325 | 0.46858
CO2 | 1326 | 210
NOX | 1326 | 0.04879
SO2 | 1326 | 0.43607
CO2 | 691 | 118
NOX | 691 | 0.05052
SO2 | 691 | 0.001
CO2 | 934 | 210
NOX | 934 | 0.05863
SO2 | 934 | 0.00319
CO2 | 935 | 210
NOX | 935 | 0.06093
SO2 | 935 | 0.00433
CO2 | 1779 | 119
NOX | 1779 | 0.0618
SO2 | 1779 | 0.0006
CO2 | 1780 | 119
NOX | 1780 | 0.0618
SO2 | 1780 | 0.0006
CO2 | 2144 | 210
NOX | 2144 | 0.227
SO2 | 2144 | 1.6719
CO2 | 2145 | 210
NOX | 2145 | 0.227
SO2 | 2145 | 1.6719
CO2 | 2987 | 210
NOX | 2987 | 0.2195
SO2 | 2987 | 0.56619
CO2 | 2988 | 210
NOX | 2988 | 0.2195
SO2 | 2988 | 0.56619
CO2 | 1066 | 209
NOX | 1066 | 0.1157
SO2 | 1066 | 0.48295
CO2 | 1067 | 211
NOX | 1067 | 0.15054
SO2 | 1067 | 0.47115
CO2 | 2342 | 161
NOX | 2342 | 0.75
SO2 | 2342 | 1.01
CO2 | 2432 | 210
NOX | 2432 | 0.42152
SO2 | 2432 | 0.41957
CO2 | 2433 | 210
NOX | 2433 | 0.37614
SO2 | 2433 | 0.41467
CO2 | 3798 | 214
NOX | 3798 | 0.21627
SO2 | 3798 | 0.39398
CO2 | 3799 | 214
NOX | 3799 | 0.21593
SO2 | 3799 | 0.3921
CO2 | 4810 | 162
NOX | 4810 | 1.2
SO2 | 4810 | 0.50064
CO2 | 4811 | 212
NOX | 4811 | 0.13628
SO2 | 4811 | 0.46032
CO2 | 4812 | 212
NOX | 4812 | 0.13161
SO2 | 4812 | 0.48222
CO2 | 4940 | 212
NOX | 4940 | 0.13557
SO2 | 4940 | 0.43193
CO2 | 4941 | 212
NOX | 4941 | 0.10758
SO2 | 4941 | 0.42511
CO2 | 1545 | 212
NOX | 1545 | 0.13947
SO2 | 1545 | 0.48028
CO2 | 2348 | 210
NOX | 2348 | 0.12036
SO2 | 2348 | 0.62608
CO2 | 2349 | 210
NOX | 2349 | 0.12317
SO2 | 2349 | 0.61933
CO2 | 2350 | 210
NOX | 2350 | 0.11216
SO2 | 2350 | 0.63334
CO2 | 2351 | 210
NOX | 2351 | 0.11182
SO2 | 2351 | 0.63143
CO2 | 2352 | 210
NOX | 2352 | 0.11214
SO2 | 2352 | 0.61658
CO2 | 2353 | 210
NOX | 2353 | 0.11203
SO2 | 2353 | 0.61488
CO2 | 222 | 210
NOX | 222 | 0.05825
SO2 | 222 | 0.40901
CO2 | 223 | 210
NOX | 223 | 0.0612
SO2 | 223 | 0.44283
CO2 | 170 | 119
NOX | 170 | 0.06073
SO2 | 170 | 0.00529
CO2 | 172 | 121
NOX | 172 | 0.05291
SO2 | 172 | 0.01953
CO2 | 174 | 119
NOX | 174 | 0.0673
SO2 | 174 | 0.00638
CO2 | 9862 | 119
NOX | 9862 | 0.1307
SO2 | 9862 | 0.0006
CO2 | 1952 | 162
NOX | 1952 | 0.805
SO2 | 1952 | 0.5083
CO2 | 1953 | 163
NOX | 1953 | 0.805
SO2 | 1953 | 0.58492
CO2 | 4678 | 209
NOX | 4678 | 0.31953
SO2 | 4678 | 0.54148
CO2 | 4995 | 210
NOX | 4995 | 0.12808
SO2 | 4995 | 0.49385
CO2 | 4996 | 210
NOX | 4996 | 0.14468
SO2 | 4996 | 0.48059
CO2 | 1129 | 206
NOX | 1129 | 0.1044
SO2 | 1129 | 0.30648
CO2 | 1130 | 206
NOX | 1130 | 0.12594
SO2 | 1130 | 0.45498
CO2 | 1131 | 203
NOX | 1131 | 0.08914
SO2 | 1131 | 0.29886
CO2 | 2544 | 205
NOX | 2544 | 0.906
SO2 | 2544 | 6
CO2 | 2545 | 205
NOX | 2545 | 0.887
SO2 | 2545 | 6
CO2 | 10072 | 124
NOX | 10072 | 0.066
SO2 | 10072 | 0.0041
CO2 | 2821 | 212
NOX | 2821 | 0.096
SO2 | 2821 | 0.41451
CO2 | 2823 | 212
NOX | 2823 | 0.096
SO2 | 2823 | 0.41451
CO2 | 2824 | 211
NOX | 2824 | 0.17266
SO2 | 2824 | 1.0955
CO2 | 4392 | 210
NOX | 4392 | 0.25173
SO2 | 4392 | 0.60177
CO2 | 4393 | 210
NOX | 4393 | 0.56099
SO2 | 4393 | 0.42587
CO2 | 916 | 210
NOX | 916 | 0.19986
SO2 | 916 | 1.8198
CO2 | 917 | 210
NOX | 917 | 0.20245
SO2 | 917 | 1.8276
CO2 | 918 | 210
NOX | 918 | 0.20468
SO2 | 918 | 1.8213
CO2 | 919 | 210
NOX | 919 | 0.36747
SO2 | 919 | 2.0625
CO2 | 920 | 210
NOX | 920 | 0.38679
SO2 | 920 | 2.1396
CO2 | 921 | 210
NOX | 921 | 0.38135
SO2 | 921 | 2.0733
CO2 | 4503 | 210
NOX | 4503 | 0.28732
SO2 | 4503 | 0.94677
CO2 | 4504 | 210
NOX | 4504 | 0.28421
SO2 | 4504 | 0.96121
CO2 | 4505 | 210
NOX | 4505 | 0.29102
SO2 | 4505 | 0.98521
CO2 | 4506 | 210
NOX | 4506 | 0.247
SO2 | 4506 | 1.5306
CO2 | 10271 | 161
NOX | 10271 | 0.75
SO2 | 10271 | 1.01
CO2 | 10272 | 119
NOX | 10272 | 0.103
SO2 | 10272 | 0.0006
CO2 | 3652 | 205
NOX | 3652 | 0.1932
SO2 | 3652 | 2.96
CO2 | 3664 | 206
NOX | 3664 | 0.23858
SO2 | 3664 | 0.83157
CO2 | 3666 | 205
NOX | 3666 | 0.2151
SO2 | 3666 | 0.55201
CO2 | 3667 | 205
NOX | 3667 | 0.2073
SO2 | 3667 | 0.17037
CO2 | 3668 | 205
NOX | 3668 | 0.1026
SO2 | 3668 | 0.26418
CO2 | 217 | 206
NOX | 217 | 0.13705
SO2 | 217 | 0.17357
CO2 | 218 | 206
NOX | 218 | 0.13683
SO2 | 218 | 0.20313
CO2 | 3018 | 210
NOX | 3018 | 0.10719
SO2 | 3018 | 0.91107
CO2 | 7766 | 119
NOX | 7766 | 0.04369
SO2 | 7766 | 0.001
CO2 | 5968 | 118
NOX | 5968 | 0.03077
SO2 | 5968 | 0.00099
CO2 | 6527 | 119
NOX | 6527 | 0.1782
SO2 | 6527 | 0.0006
CO2 | 6528 | 119
NOX | 6528 | 0.11886
SO2 | 6528 | 0.00148
CO2 | 6529 | 119
NOX | 6529 | 0.0334
SO2 | 6529 | 0.00065
CO2 | 7414 | 119
NOX | 7414 | 0.00966
SO2 | 7414 | 0.001
CO2 | 7415 | 119
NOX | 7415 | 0.00994
SO2 | 7415 | 0.001
CO2 | 7416 | 119
NOX | 7416 | 0.0096
SO2 | 7416 | 0.001
CO2 | 7417 | 118
NOX | 7417 | 0.00996
SO2 | 7417 | 0.001
CO2 | 7418 | 118
NOX | 7418 | 0.00972
SO2 | 7418 | 0.001
CO2 | 6578 | 118
NOX | 6578 | 0.00279
SO2 | 6578 | 0.001
CO2 | 6579 | 118
NOX | 6579 | 0.00438
SO2 | 6579 | 0.001
CO2 | 6580 | 119
NOX | 6580 | 0.0054
SO2 | 6580 | 0.00059
CO2 | 6581 | 119
NOX | 6581 | 0.0054
SO2 | 6581 | 0.00059
CO2 | 6582 | 118
NOX | 6582 | 0.00567
SO2 | 6582 | 0.00099
CO2 | 6583 | 118
NOX | 6583 | 0.00504
SO2 | 6583 | 0.00096
CO2 | 6859 | 119
NOX | 6859 | 0.2488
SO2 | 6859 | 0.0006
CO2 | 6860 | 120
NOX | 6860 | 0.3502
SO2 | 6860 | 0.02637
CO2 | 6866 | 119
NOX | 6866 | 0.0394
SO2 | 6866 | 0.0006
CO2 | 6884 | 118
NOX | 6884 | 0.03153
SO2 | 6884 | 0.001
CO2 | 6885 | 118
NOX | 6885 | 0.03488
SO2 | 6885 | 0.001
CO2 | 6772 | 119
NOX | 6772 | 0.12
SO2 | 6772 | 0.0007
CO2 | 6773 | 119
NOX | 6773 | 0.12
SO2 | 6773 | 0.0007
CO2 | 6103 | 119
NOX | 6103 | 0.00384
SO2 | 6103 | 0.00087
CO2 | 6909 | 119
NOX | 6909 | 0.0089
SO2 | 6909 | 0.0006
CO2 | 7665 | 118
NOX | 7665 | 0.03885
SO2 | 7665 | 0
CO2 | 7667 | 118
NOX | 7667 | 0.01323
SO2 | 7667 | 0
CO2 | 7668 | 118
NOX | 7668 | 0.15741
SO2 | 7668 | 0
CO2 | 8251 | 123
NOX | 8251 | 0.0316
SO2 | 8251 | 0.00065
CO2 | 6603 | 130
NOX | 6603 | 0.01431
SO2 | 6603 | 0.00291
CO2 | 6604 | 136
NOX | 6604 | 0.01925
SO2 | 6604 | 0.0038
CO2 | 6605 | 118
NOX | 6605 | 0.00389
SO2 | 6605 | 0.001
CO2 | 6662 | 119
NOX | 6662 | 0.03118
SO2 | 6662 | 0.001
CO2 | 5114 | 118
NOX | 5114 | 0.01179
SO2 | 5114 | 0.001
CO2 | PeakFO2 | 161
NOX | PeakFO2 | 1.2
SO2 | PeakFO2 | 1
CO2 | ST-FO6 | 143
NOX | ST-FO6 | 0.21
SO2 | ST-FO6 | 0.4
CO2 | ST-NG-ECAR | 119
NOX | ST-NG-ECAR | 0.12
SO2 | ST-NG-ECAR | 0.01
CO2 | ST-NG-ERCOT | 119
NOX | ST-NG-ERCOT | 0.12
SO2 | ST-NG-ERCOT | 0.0008
CO2 | ST-NG-FRCC | 119
NOX | ST-NG-FRCC | 0.19
SO2 | ST-NG-FRCC | 0.001
CO2 | ST-NG-MAAC | 119
NOX | ST-NG-MAAC | 0.12
SO2 | ST-NG-MAAC | 0.005
CO2 | ST-NG-MAIN | 119
NOX | ST-NG-MAIN | 0.16
SO2 | ST-NG-MAIN | 0.001
CO2 | ST-NG-MAPP | 119
NOX | ST-NG-MAPP | 0.46
SO2 | ST-NG-MAPP | 0.01
CO2 | ST-NG-NPCC | 119
NOX | ST-NG-NPCC | 0.13
SO2 | ST-NG-NPCC | 0.001
CO2 | ST-NG-SERC | 119
NOX | ST-NG-SERC | 0.21
SO2 | ST-NG-SERC | 0.002
CO2 | ST-NG-SPP | 119
NOX | ST-NG-SPP | 0.23
SO2 | ST-NG-SPP | 0.0006
CO2 | ST-NG-WECC | 119
NOX | ST-NG-WECC | 0.07
SO2 | ST-NG-WECC | 0.0007
CO2 | NewResCCCT | 119
NOX | NewResCCCT | 0.012
SO2 | NewResCCCT | 0.0006
CO2 | NewResSCCT | 119
NOX | NewResSCCT | 0.012
SO2 | NewResSCCT | 0.0006
CO2 | NewResCoal | 205
NOX | NewResCoal | 0.036
SO2 | NewResCoal | 0.035
CO2 | Coal-CFB | 205
NOX | Coal-CFB | 0.13
SO2 | Coal-CFB | 0.05
CO2 | IGCC_early | 260
NOX | IGCC_early | 0.075
SO2 | IGCC_early | 0.15
CO2 | IGCC_NewResource | 260
NOX | IGCC_NewResource | 0.024
SO2 | IGCC_NewResource | 0.017
CO2 | 1 | 119
CO2 | 6 | 161
CO2 | 7 | 162
CO2 | 8 | 162
CO2 | 10 | 161
CO2 | 14 | 119
CO2 | 15 | 119
CO2 | 16 | 161
CO2 | 17 | 119
CO2 | 20 | 119
CO2 | 21 | 119
CO2 | 23 | 92
CO2 | 24 | 161
CO2 | 25 | 161
CO2 | 26 | 119
CO2 | 28 | 195
CO2 | 32 | 119
CO2 | 37 | 161
CO2 | 39 | 161
CO2 | 41 | 161
CO2 | 45 | 161
CO2 | 46 | 161
CO2 | 54 | 161
CO2 | 55 | 161
CO2 | 56 | 161
CO2 | 57 | 92
CO2 | 58 | 161
CO2 | 62 | 119
CO2 | 67 | 119
CO2 | 68 | 119
CO2 | 70 | 161
CO2 | 71 | 161
CO2 | 75 | 161
CO2 | 76 | 161
CO2 | 81 | 161
CO2 | 82 | 161
CO2 | 85 | 162
CO2 | 87 | 119
CO2 | 89 | 119
CO2 | 90 | 161
CO2 | 91 | 161
CO2 | 92 | 119
CO2 | 94 | 119
CO2 | 95 | 119
CO2 | 96 | 119
CO2 | 97 | 161
CO2 | 100 | 161
CO2 | 110 | 161
CO2 | 111 | 161
CO2 | 113 | 119
CO2 | 114 | 119
CO2 | 117 | 119
CO2 | 118 | 119
CO2 | 119 | 119
CO2 | 121 | 119
CO2 | 126 | 161
CO2 | 127 | 161
CO2 | 128 | 161
CO2 | 142 | 161
CO2 | 145 | 118
CO2 | 154 | 121
CO2 | 155 | 118
CO2 | 157 | 210
CO2 | 158 | 161
CO2 | 161 | 119
CO2 | 162 | 161
CO2 | 165 | 210
CO2 | 168 | 161
CO2 | 169 | 119
CO2 | 171 | 119
CO2 | 173 | 119
CO2 | 175 | 215
CO2 | 181 | 161
CO2 | 182 | 119
CO2 | 183 | 161
CO2 | 185 | 119
CO2 | 187 | 119
CO2 | 188 | 119
CO2 | 189 | 119
CO2 | 190 | 119
CO2 | 191 | 119
CO2 | 192 | 205
CO2 | 196 | 205
CO2 | 197 | 205
CO2 | 198 | 205
CO2 | 199 | 127
CO2 | 200 | 164
CO2 | 207 | 119
CO2 | 208 | 119
CO2 | 212 | 161
CO2 | 213 | 92
CO2 | 215 | 120
CO2 | 224 | 161
CO2 | 225 | 210
CO2 | 226 | 161
CO2 | 227 | 161
CO2 | 228 | 161
CO2 | 232 | 161
CO2 | 233 | 161
CO2 | 238 | 161
CO2 | 250 | 120
CO2 | 251 | 118
CO2 | 254 | 161
CO2 | 272 | 92
CO2 | 273 | 208
CO2 | 274 | 205
CO2 | 275 | 208
CO2 | 280 | 211
CO2 | 281 | 162
CO2 | 282 | 162
CO2 | 283 | 162
CO2 | 284 | 162
CO2 | 292 | 161
CO2 | 297 | 119
CO2 | 301 | 161
CO2 | 302 | 119
CO2 | 303 | 161
CO2 | 304 | 119
CO2 | 310 | 156
CO2 | 311 | 156
CO2 | 312 | 156
CO2 | 313 | 156
CO2 | 322 | 161
CO2 | 323 | 210
CO2 | 324 | 210
CO2 | 325 | 205
CO2 | 326 | 161
CO2 | 327 | 161
CO2 | 328 | 161
CO2 | 329 | 161
CO2 | 330 | 119
CO2 | 333 | 161
CO2 | 335 | 161
CO2 | 336 | 161
CO2 | 337 | 119
CO2 | 341 | 161
CO2 | 342 | 118
CO2 | 343 | 161
CO2 | 344 | 161
CO2 | 347 | 119
CO2 | 349 | 161
CO2 | 350 | 161
CO2 | 351 | 161
CO2 | 352 | 161
CO2 | 353 | 162
CO2 | 356 | 161
CO2 | 357 | 195
CO2 | 359 | 119
CO2 | 360 | 119
CO2 | 361 | 119
CO2 | 364 | 205
CO2 | 365 | 206
CO2 | 366 | 206
CO2 | 381 | 210
CO2 | 383 | 119
CO2 | 384 | 195
CO2 | 386 | 161
CO2 | 387 | 161
CO2 | 390 | 210
CO2 | 402 | 119
CO2 | 403 | 119
CO2 | 411 | 161
CO2 | 412 | 161
CO2 | 413 | 162
CO2 | 414 | 162
CO2 | 415 | 161
CO2 | 417 | 161
CO2 | 418 | 161
CO2 | 419 | 161
CO2 | 420 | 161
CO2 | 421 | 161
CO2 | 427 | 119
CO2 | 428 | 161
CO2 | 429 | 161
CO2 | 430 | 161
CO2 | 431 | 161
CO2 | 432 | 119
CO2 | 439 | 161
CO2 | 440 | 119
CO2 | 441 | 119
CO2 | 442 | 119
CO2 | 443 | 119
CO2 | 445 | 173
CO2 | 447 | 173
CO2 | 448 | 173
CO2 | 449 | 161
CO2 | 450 | 161
CO2 | 451 | 119
CO2 | 452 | 119
CO2 | 463 | 119
CO2 | 464 | 119
CO2 | 467 | 161
CO2 | 468 | 161
CO2 | 469 | 119
CO2 | 470 | 119
CO2 | 471 | 119
CO2 | 472 | 215
CO2 | 473 | 215
CO2 | 474 | 215
CO2 | 475 | 215
CO2 | 476 | 215
CO2 | 477 | 215
CO2 | 482 | 161
CO2 | 485 | 161
CO2 | 486 | 161
CO2 | 488 | 92
CO2 | 491 | 213
CO2 | 494 | 119
CO2 | 502 | 205
CO2 | 503 | 205
CO2 | 504 | 205
CO2 | 505 | 124
CO2 | 506 | 161
CO2 | 507 | 161
CO2 | 508 | 161
CO2 | 509 | 161
CO2 | 510 | 161
CO2 | 514 | 92
CO2 | 524 | 195
CO2 | 526 | 92
CO2 | 530 | 119
CO2 | 531 | 119
CO2 | 532 | 161
CO2 | 534 | 119
CO2 | 536 | 119
CO2 | 537 | 119
CO2 | 538 | 119
CO2 | 539 | 119
CO2 | 540 | 119
CO2 | 541 | 195
CO2 | 542 | 161
CO2 | 543 | 161
CO2 | 544 | 119
CO2 | 545 | 119
CO2 | 546 | 92
CO2 | 547 | 92
CO2 | 549 | 119
CO2 | 550 | 119
CO2 | 563 | 119
CO2 | 571 | 205
CO2 | 572 | 205
CO2 | 573 | 205
CO2 | 574 | 119
CO2 | 575 | 119
CO2 | 576 | 119
CO2 | 581 | 119
CO2 | 582 | 119
CO2 | 583 | 161
CO2 | 584 | 119
CO2 | 588 | 205
CO2 | 589 | 205
CO2 | 599 | 119
CO2 | 601 | 161
CO2 | 602 | 210
CO2 | 606 | 119
CO2 | 609 | 119
CO2 | 612 | 209
CO2 | 613 | 210
CO2 | 614 | 210
CO2 | 615 | 210
CO2 | 616 | 119
CO2 | 617 | 162
CO2 | 618 | 161
CO2 | 621 | 161
CO2 | 622 | 161
CO2 | 623 | 161
CO2 | 624 | 119
CO2 | 625 | 119
CO2 | 626 | 119
CO2 | 627 | 161
CO2 | 628 | 161
CO2 | 629 | 161
CO2 | 630 | 161
CO2 | 631 | 161
CO2 | 632 | 161
CO2 | 633 | 118
CO2 | 634 | 118
CO2 | 635 | 118
CO2 | 636 | 161
CO2 | 645 | 104
CO2 | 646 | 126
CO2 | 647 | 119
CO2 | 652 | 209
CO2 | 653 | 210
CO2 | 654 | 210
CO2 | 655 | 210
CO2 | 656 | 210
CO2 | 657 | 210
CO2 | 658 | 210
CO2 | 659 | 210
CO2 | 660 | 119
CO2 | 661 | 120
CO2 | 663 | 119
CO2 | 667 | 155
CO2 | 668 | 155
CO2 | 669 | 155
CO2 | 670 | 156
CO2 | 671 | 156
CO2 | 672 | 156
CO2 | 675 | 119
CO2 | 679 | 161
CO2 | 681 | 161
CO2 | 682 | 161
CO2 | 687 | 161
CO2 | 688 | 161
CO2 | 689 | 161
CO2 | 690 | 119
CO2 | 692 | 92
CO2 | 694 | 161
CO2 | 695 | 161
CO2 | 696 | 161
CO2 | 697 | 161
CO2 | 698 | 161
CO2 | 709 | 205
CO2 | 714 | 161
CO2 | 715 | 161
CO2 | 718 | 161
CO2 | 719 | 161
CO2 | 722 | 121
CO2 | 724 | 119
CO2 | 728 | 119
CO2 | 729 | 161
CO2 | 735 | 119
CO2 | 736 | 161
CO2 | 737 | 161
CO2 | 738 | 161
CO2 | 739 | 119
CO2 | 741 | 161
CO2 | 745 | 119
CO2 | 747 | 119
CO2 | 749 | 119
CO2 | 753 | 161
CO2 | 754 | 161
CO2 | 756 | 119
CO2 | 764 | 119
CO2 | 768 | 205
CO2 | 770 | 310
CO2 | 771 | 119
CO2 | 772 | 118
CO2 | 773 | 119
CO2 | 776 | 204
CO2 | 780 | 205
CO2 | 781 | 207
CO2 | 782 | 207
CO2 | 786 | 161
CO2 | 787 | 161
CO2 | 788 | 161
CO2 | 793 | 206
CO2 | 802 | 119
CO2 | 804 | 210
CO2 | 810 | 118
CO2 | 811 | 118
CO2 | 812 | 161
CO2 | 813 | 195
CO2 | 816 | 161
CO2 | 817 | 161
CO2 | 824 | 174
CO2 | 836 | 161
CO2 | 837 | 205
CO2 | 839 | 161
CO2 | 840 | 206
CO2 | 841 | 206
CO2 | 842 | 206
CO2 | 846 | 161
CO2 | 854 | 119
CO2 | 862 | 209
CO2 | 867 | 161
CO2 | 868 | 161
CO2 | 869 | 161
CO2 | 870 | 161
CO2 | 871 | 161
CO2 | 872 | 161
CO2 | 875 | 119
CO2 | 876 | 161
CO2 | 877 | 161
CO2 | 879 | 161
CO2 | 880 | 161
CO2 | 881 | 161
CO2 | 882 | 161
CO2 | 883 | 161
CO2 | 884 | 161
CO2 | 885 | 161
CO2 | 893 | 161
CO2 | 895 | 119
CO2 | 897 | 119
CO2 | 903 | 210
CO2 | 904 | 119
CO2 | 914 | 119
CO2 | 915 | 161
CO2 | 925 | 161
CO2 | 931 | 218
CO2 | 933 | 119
CO2 | 936 | 119
CO2 | 938 | 119
CO2 | 939 | 118
CO2 | 940 | 205
CO2 | 942 | 205
CO2 | 943 | 205
CO2 | 951 | 161
CO2 | 952 | 161
CO2 | 954 | 161
CO2 | 955 | 161
CO2 | 962 | 161
CO2 | 963 | 119
CO2 | 964 | 161
CO2 | 965 | 161
CO2 | 966 | 161
CO2 | 967 | 161
CO2 | 968 | 174
CO2 | 969 | 174
CO2 | 970 | 174
CO2 | 971 | 161
CO2 | 978 | 119
CO2 | 983 | 205
CO2 | 984 | 205
CO2 | 989 | 205
CO2 | 992 | 119
CO2 | 995 | 161
CO2 | 997 | 119
CO2 | 999 | 119
CO2 | 1005 | 195
CO2 | 1008 | 161
CO2 | 1030 | 161
CO2 | 1031 | 161
CO2 | 1032 | 161
CO2 | 1038 | 119
CO2 | 1039 | 119
CO2 | 1040 | 119
CO2 | 1041 | 119
CO2 | 1046 | 161
CO2 | 1058 | 174
CO2 | 1060 | 174
CO2 | 1064 | 207
CO2 | 1065 | 213
CO2 | 1068 | 205
CO2 | 1069 | 205
CO2 | 1070 | 161
CO2 | 1073 | 161
CO2 | 1074 | 161
CO2 | 1084 | 205
CO2 | 1087 | 161
CO2 | 1097 | 161
CO2 | 1098 | 161
CO2 | 1099 | 161
CO2 | 1101 | 161
CO2 | 1103 | 161
CO2 | 1104 | 161
CO2 | 1105 | 119
CO2 | 1106 | 161
CO2 | 1112 | 119
CO2 | 1113 | 119
CO2 | 1114 | 119
CO2 | 1116 | 161
CO2 | 1120 | 92
CO2 | 1121 | 161
CO2 | 1122 | 206
CO2 | 1123 | 206
CO2 | 1127 | 174
CO2 | 1128 | 174
CO2 | 1140 | 205
CO2 | 1141 | 118
CO2 | 1142 | 122
CO2 | 1144 | 161
CO2 | 1145 | 161
CO2 | 1146 | 161
CO2 | 1153 | 145
CO2 | 1154 | 145
CO2 | 1161 | 119
CO2 | 1173 | 119
CO2 | 1176 | 161
CO2 | 1178 | 161
CO2 | 1179 | 161
CO2 | 1181 | 161
CO2 | 1182 | 161
CO2 | 1193 | 161
CO2 | 1197 | 162
CO2 | 1203 | 2
CO2 | 1204 | 119
CO2 | 1205 | 2
CO2 | 1214 | 161
CO2 | 1215 | 119
CO2 | 1216 | 119
CO2 | 1217 | 161
CO2 | 1220 | 161
CO2 | 1229 | 161
CO2 | 1230 | 161
CO2 | 1231 | 161
CO2 | 1232 | 161
CO2 | 1233 | 161
CO2 | 1243 | 119
CO2 | 1244 | 119
CO2 | 1245 | 119
CO2 | 1246 | 119
CO2 | 1247 | 118
CO2 | 1251 | 206
CO2 | 1256 | 119
CO2 | 1257 | 119
CO2 | 1258 | 161
CO2 | 1259 | 119
CO2 | 1260 | 161
CO2 | 1261 | 174
CO2 | 1262 | 161
CO2 | 1263 | 161
CO2 | 1264 | 161
CO2 | 1265 | 161
CO2 | 1266 | 119
CO2 | 1267 | 119
CO2 | 1268 | 174
CO2 | 1269 | 161
CO2 | 1277 | 161
CO2 | 1278 | 161
CO2 | 1279 | 119
CO2 | 1287 | 161
CO2 | 1288 | 119
CO2 | 1289 | 161
CO2 | 1290 | 161
CO2 | 1291 | 161
CO2 | 1293 | 209
CO2 | 1296 | 92
CO2 | 1299 | 210
CO2 | 1300 | 210
CO2 | 1309 | 210
CO2 | 1311 | 119
CO2 | 1312 | 161
CO2 | 1313 | 161
CO2 | 1314 | 161
CO2 | 1315 | 161
CO2 | 1322 | 206
CO2 | 1328 | 119
CO2 | 1338 | 161
CO2 | 1339 | 161
CO2 | 1347 | 161
CO2 | 1360 | 161
CO2 | 1361 | 161
CO2 | 1362 | 161
CO2 | 1363 | 174
CO2 | 1364 | 174
CO2 | 1365 | 174
CO2 | 1366 | 174
CO2 | 1367 | 161
CO2 | 1368 | 119
CO2 | 1376 | 161
CO2 | 1377 | 161
CO2 | 1379 | 205
CO2 | 1381 | 205
CO2 | 1383 | 205
CO2 | 1385 | 205
CO2 | 1402 | 205
CO2 | 1411 | 119
CO2 | 1413 | 119
CO2 | 1414 | 119
CO2 | 1415 | 119
CO2 | 1416 | 119
CO2 | 1420 | 161
CO2 | 1423 | 119
CO2 | 1424 | 119
CO2 | 1429 | 162
CO2 | 1430 | 119
CO2 | 1431 | 206
CO2 | 1432 | 206
CO2 | 1433 | 206
CO2 | 1434 | 161
CO2 | 1435 | 119
CO2 | 1436 | 118
CO2 | 1437 | 162
CO2 | 1442 | 161
CO2 | 1443 | 119
CO2 | 1444 | 161
CO2 | 1445 | 119
CO2 | 1447 | 118
CO2 | 1448 | 119
CO2 | 1452 | 119
CO2 | 1453 | 161
CO2 | 1456 | 119
CO2 | 1459 | 161
CO2 | 1461 | 205
CO2 | 1462 | 205
CO2 | 1463 | 161
CO2 | 1464 | 119
CO2 | 1465 | 119
CO2 | 1467 | 119
CO2 | 1469 | 161
CO2 | 1471 | 161
CO2 | 1472 | 161
CO2 | 1473 | 161
CO2 | 1475 | 190
CO2 | 1490 | 119
CO2 | 1491 | 161
CO2 | 1492 | 205
CO2 | 1494 | 161
CO2 | 1495 | 161
CO2 | 1496 | 161
CO2 | 1497 | 161
CO2 | 1498 | 161
CO2 | 1499 | 119
CO2 | 1500 | 119
CO2 | 1501 | 119
CO2 | 1506 | 119
CO2 | 1507 | 119
CO2 | 1508 | 161
CO2 | 1510 | 161
CO2 | 1511 | 119
CO2 | 1512 | 119
CO2 | 1513 | 119
CO2 | 1514 | 161
CO2 | 1515 | 161
CO2 | 1516 | 205
CO2 | 1517 | 161
CO2 | 1521 | 161
CO2 | 1522 | 161
CO2 | 1523 | 161
CO2 | 1524 | 119
CO2 | 1528 | 119
CO2 | 1529 | 161
CO2 | 1530 | 161
CO2 | 1531 | 119
CO2 | 1532 | 161
CO2 | 1533 | 161
CO2 | 1536 | 161
CO2 | 1538 | 161
CO2 | 1540 | 161
CO2 | 1542 | 161
CO2 | 1543 | 161
CO2 | 1547 | 118
CO2 | 1548 | 118
CO2 | 1554 | 119
CO2 | 1558 | 161
CO2 | 1559 | 161
CO2 | 1561 | 161
CO2 | 1562 | 161
CO2 | 1563 | 161
CO2 | 1568 | 161
CO2 | 1584 | 161
CO2 | 1586 | 119
CO2 | 1587 | 119
CO2 | 1589 | 119
CO2 | 1590 | 272
CO2 | 1597 | 161
CO2 | 1599 | 119
CO2 | 1602 | 119
CO2 | 1605 | 119
CO2 | 1606 | 119
CO2 | 1607 | 119
CO2 | 1610 | 195
CO2 | 1611 | 161
CO2 | 1612 | 161
CO2 | 1613 | 119
CO2 | 1614 | 92
CO2 | 1615 | 92
CO2 | 1616 | 161
CO2 | 1617 | 161
CO2 | 1619 | 161
CO2 | 1620 | 161
CO2 | 1621 | 119
CO2 | 1622 | 119
CO2 | 1624 | 119
CO2 | 1626 | 161
CO2 | 1628 | 206
CO2 | 1629 | 206
CO2 | 1630 | 206
CO2 | 1631 | 206
CO2 | 1632 | 206
CO2 | 1633 | 119
CO2 | 1640 | 161
CO2 | 1642 | 161
CO2 | 1645 | 161
CO2 | 1646 | 161
CO2 | 1649 | 119
CO2 | 1650 | 161
CO2 | 1651 | 161
CO2 | 1653 | 119
CO2 | 1654 | 161
CO2 | 1655 | 161
CO2 | 1658 | 119
CO2 | 1659 | 119
CO2 | 1662 | 161
CO2 | 1664 | 119
CO2 | 1668 | 119
CO2 | 1669 | 209
CO2 | 1670 | 119
CO2 | 1671 | 161
CO2 | 1672 | 119
CO2 | 1673 | 161
CO2 | 1679 | 119
CO2 | 1680 | 119
CO2 | 1683 | 161
CO2 | 1698 | 119
CO2 | 1699 | 119
CO2 | 1700 | 119
CO2 | 1701 | 119
CO2 | 1702 | 119
CO2 | 1705 | 161
CO2 | 1713 | 161
CO2 | 1716 | 122
CO2 | 1718 | 161
CO2 | 1719 | 161
CO2 | 1721 | 119
CO2 | 1722 | 161
CO2 | 1728 | 119
CO2 | 1729 | 92
CO2 | 1732 | 161
CO2 | 1733 | 161
CO2 | 1734 | 119
CO2 | 1736 | 161
CO2 | 1737 | 161
CO2 | 1738 | 161
CO2 | 1739 | 161
CO2 | 1751 | 205
CO2 | 1752 | 205
CO2 | 1755 | 161
CO2 | 1756 | 161
CO2 | 1757 | 119
CO2 | 1760 | 161
CO2 | 1761 | 161
CO2 | 1762 | 161
CO2 | 1769 | 161
CO2 | 1772 | 161
CO2 | 1773 | 161
CO2 | 1774 | 205
CO2 | 1775 | 161
CO2 | 1784 | 119
CO2 | 1785 | 119
CO2 | 1786 | 119
CO2 | 1787 | 119
CO2 | 1788 | 119
CO2 | 1789 | 119
CO2 | 1792 | 161
CO2 | 1793 | 161
CO2 | 1794 | 209
CO2 | 1796 | 205
CO2 | 1797 | 203
CO2 | 1798 | 119
CO2 | 1820 | 161
CO2 | 1821 | 161
CO2 | 1822 | 161
CO2 | 1825 | 119
CO2 | 1827 | 195
CO2 | 1828 | 118
CO2 | 1829 | 119
CO2 | 1835 | 161
CO2 | 1836 | 119
CO2 | 1837 | 119
CO2 | 1838 | 161
CO2 | 1839 | 161
CO2 | 1840 | 161
CO2 | 1846 | 204
CO2 | 1848 | 205
CO2 | 1852 | 162
CO2 | 1853 | 206
CO2 | 1854 | 206
CO2 | 1855 | 206
CO2 | 1856 | 206
CO2 | 1857 | 162
CO2 | 1858 | 162
CO2 | 1861 | 161
CO2 | 1863 | 119
CO2 | 1864 | 161
CO2 | 1865 | 161
CO2 | 1866 | 161
CO2 | 1867 | 161
CO2 | 1870 | 205
CO2 | 1871 | 205
CO2 | 1874 | 205
CO2 | 1875 | 205
CO2 | 1876 | 119
CO2 | 1877 | 119
CO2 | 1884 | 119
CO2 | 1889 | 119
CO2 | 1891 | 210
CO2 | 1892 | 210
CO2 | 1894 | 119
CO2 | 1895 | 161
CO2 | 1921 | 161
CO2 | 1922 | 161
CO2 | 1923 | 161
CO2 | 1924 | 161
CO2 | 1925 | 161
CO2 | 1931 | 161
CO2 | 1935 | 161
CO2 | 1939 | 119
CO2 | 1941 | 161
CO2 | 1942 | 161
CO2 | 1943 | 161
CO2 | 1944 | 161
CO2 | 1945 | 161
CO2 | 1955 | 161
CO2 | 1958 | 118
CO2 | 1960 | 119
CO2 | 1961 | 119
CO2 | 1962 | 119
CO2 | 1963 | 119
CO2 | 1964 | 161
CO2 | 1965 | 161
CO2 | 1970 | 161
CO2 | 1972 | 119
CO2 | 1977 | 195
CO2 | 1978 | 92
CO2 | 1979 | 119
CO2 | 1980 | 119
CO2 | 1981 | 119
CO2 | 1982 | 161
CO2 | 1983 | 161
CO2 | 1984 | 205
CO2 | 1986 | 210
CO2 | 1987 | 210
CO2 | 1989 | 161
CO2 | 1990 | 161
CO2 | 1995 | 122
CO2 | 1996 | 119
CO2 | 1997 | 119
CO2 | 1998 | 119
CO2 | 1999 | 161
CO2 | 2000 | 119
CO2 | 2002 | 218
CO2 | 2003 | 218
CO2 | 2008 | 209
CO2 | 2009 | 209
CO2 | 2010 | 209
CO2 | 2011 | 205
CO2 | 2012 | 205
CO2 | 2013 | 125
CO2 | 2015 | 161
CO2 | 2016 | 161
CO2 | 2017 | 161
CO2 | 2018 | 119
CO2 | 2026 | 161
CO2 | 2028 | 161
CO2 | 2029 | 161
CO2 | 2030 | 119
CO2 | 2031 | 119
CO2 | 2032 | 161
CO2 | 2033 | 161
CO2 | 2034 | 161
CO2 | 2035 | 119
CO2 | 2036 | 119
CO2 | 2037 | 161
CO2 | 2038 | 161
CO2 | 2039 | 161
CO2 | 2041 | 119
CO2 | 2044 | 195
CO2 | 2045 | 195
CO2 | 2046 | 161
CO2 | 2047 | 119
CO2 | 2048 | 209
CO2 | 2049 | 92
CO2 | 2050 | 161
CO2 | 2063 | 161
CO2 | 2079 | 161
CO2 | 2093 | 210
CO2 | 2098 | 161
CO2 | 2099 | 161
CO2 | 2100 | 161
CO2 | 2104 | 119
CO2 | 2105 | 119
CO2 | 2106 | 119
CO2 | 2107 | 119
CO2 | 2110 | 119
CO2 | 2111 | 119
CO2 | 2112 | 119
CO2 | 2113 | 119
CO2 | 2114 | 161
CO2 | 2124 | 161
CO2 | 2125 | 161
CO2 | 2126 | 161
CO2 | 2129 | 92
CO2 | 2134 | 118
CO2 | 2136 | 119
CO2 | 2138 | 119
CO2 | 2140 | 119
CO2 | 2141 | 119
CO2 | 2142 | 119
CO2 | 2143 | 119
CO2 | 2146 | 210
CO2 | 2149 | 119
CO2 | 2150 | 119
CO2 | 2151 | 119
CO2 | 2154 | 195
CO2 | 2156 | 195
CO2 | 2159 | 119
CO2 | 2161 | 119
CO2 | 2176 | 210
CO2 | 2179 | 119
CO2 | 2181 | 161
CO2 | 2182 | 204
CO2 | 2185 | 162
CO2 | 2188 | 131
CO2 | 2190 | 118
CO2 | 2191 | 119
CO2 | 2195 | 119
CO2 | 2196 | 119
CO2 | 2197 | 161
CO2 | 2198 | 119
CO2 | 2199 | 119
CO2 | 2201 | 119
CO2 | 2210 | 205
CO2 | 2215 | 210
CO2 | 2216 | 119
CO2 | 2217 | 161
CO2 | 2221 | 210
CO2 | 2226 | 161
CO2 | 2230 | 210
CO2 | 2232 | 119
CO2 | 2237 | 161
CO2 | 2238 | 161
CO2 | 2239 | 119
CO2 | 2240 | 119
CO2 | 2241 | 118
CO2 | 2242 | 202
CO2 | 2243 | 201
CO2 | 2244 | 119
CO2 | 2246 | 161
CO2 | 2247 | 161
CO2 | 2248 | 161
CO2 | 2249 | 161
CO2 | 2251 | 161
CO2 | 2252 | 161
CO2 | 2255 | 210
CO2 | 2256 | 210
CO2 | 2263 | 126
CO2 | 2264 | 122
CO2 | 2268 | 119
CO2 | 2270 | 161
CO2 | 2271 | 161
CO2 | 2273 | 119
CO2 | 2276 | 205
CO2 | 2288 | 161
CO2 | 2289 | 161
CO2 | 2290 | 205
CO2 | 2291 | 205
CO2 | 2294 | 161
CO2 | 2295 | 161
CO2 | 2296 | 161
CO2 | 2303 | 119
CO2 | 2304 | 119
CO2 | 2305 | 210
CO2 | 2307 | 119
CO2 | 2308 | 119
CO2 | 2309 | 118
CO2 | 2310 | 119
CO2 | 2311 | 119
CO2 | 2316 | 161
CO2 | 2317 | 119
CO2 | 2318 | 161
CO2 | 2346 | 161
CO2 | 2347 | 161
CO2 | 2359 | 206
CO2 | 2360 | 206
CO2 | 2361 | 206
CO2 | 2363 | 161
CO2 | 2371 | 119
CO2 | 2372 | 119
CO2 | 2373 | 119
CO2 | 2381 | 119
CO2 | 2382 | 205
CO2 | 2387 | 119
CO2 | 2390 | 121
CO2 | 2391 | 92
CO2 | 2400 | 161
CO2 | 2402 | 92
CO2 | 2405 | 161
CO2 | 2406 | 161
CO2 | 2407 | 161
CO2 | 2414 | 119
CO2 | 2419 | 205
CO2 | 2420 | 205
CO2 | 2421 | 205
CO2 | 2422 | 205
CO2 | 2423 | 119
CO2 | 2429 | 205
CO2 | 2431 | 161
CO2 | 2435 | 119
CO2 | 2436 | 119
CO2 | 2450 | 119
CO2 | 2451 | 119
CO2 | 2454 | 119
CO2 | 2455 | 119
CO2 | 2456 | 161
CO2 | 2457 | 161
CO2 | 2461 | 121
CO2 | 2462 | 121
CO2 | 2465 | 174
CO2 | 2469 | 205
CO2 | 2477 | 205
CO2 | 2478 | 161
CO2 | 2482 | 204
CO2 | 2483 | 204
CO2 | 2484 | 204
CO2 | 2488 | 156
CO2 | 2489 | 161
CO2 | 2490 | 161
CO2 | 2492 | 161
CO2 | 2493 | 161
CO2 | 2496 | 119
CO2 | 2497 | 119
CO2 | 2498 | 118
CO2 | 2499 | 119
CO2 | 2500 | 118
CO2 | 2506 | 119
CO2 | 2507 | 209
CO2 | 2508 | 210
CO2 | 2511 | 120
CO2 | 2512 | 119
CO2 | 2515 | 119
CO2 | 2516 | 92
CO2 | 2517 | 119
CO2 | 2518 | 119
CO2 | 2519 | 161
CO2 | 2523 | 119
CO2 | 2524 | 161
CO2 | 2525 | 161
CO2 | 2526 | 161
CO2 | 2527 | 210
CO2 | 2528 | 205
CO2 | 2529 | 205
CO2 | 2530 | 210
CO2 | 2531 | 210
CO2 | 2532 | 210
CO2 | 2533 | 119
CO2 | 2535 | 210
CO2 | 2536 | 205
CO2 | 2537 | 205
CO2 | 2539 | 210
CO2 | 2540 | 210
CO2 | 2541 | 119
CO2 | 2543 | 161
CO2 | 2555 | 119
CO2 | 2556 | 118
CO2 | 2557 | 119
CO2 | 2558 | 146
CO2 | 2559 | 205
CO2 | 2560 | 205
CO2 | 2561 | 205
CO2 | 2562 | 205
CO2 | 2563 | 161
CO2 | 2564 | 92
CO2 | 2565 | 119
CO2 | 2566 | 119
CO2 | 2568 | 161
CO2 | 2576 | 210
CO2 | 2577 | 210
CO2 | 2583 | 119
CO2 | 2584 | 119
CO2 | 2585 | 119
CO2 | 2586 | 161
CO2 | 2587 | 120
CO2 | 2588 | 120
CO2 | 2592 | 119
CO2 | 2595 | 119
CO2 | 2597 | 119
CO2 | 2598 | 161
CO2 | 2599 | 161
CO2 | 2609 | 161
CO2 | 2610 | 119
CO2 | 2623 | 119
CO2 | 2626 | 161
CO2 | 2627 | 209
CO2 | 2628 | 161
CO2 | 2629 | 146
CO2 | 2630 | 146
CO2 | 2631 | 146
CO2 | 2632 | 146
CO2 | 2633 | 161
CO2 | 2637 | 161
CO2 | 2638 | 161
CO2 | 2645 | 195
CO2 | 2648 | 205
CO2 | 2649 | 119
CO2 | 2651 | 120
CO2 | 2652 | 120
CO2 | 2661 | 119
CO2 | 2686 | 205
CO2 | 2687 | 205
CO2 | 2688 | 205
CO2 | 2689 | 205
CO2 | 2691 | 92
CO2 | 2692 | 161
CO2 | 2693 | 161
CO2 | 2703 | 161
CO2 | 2708 | 205
CO2 | 2710 | 118
CO2 | 2711 | 118
CO2 | 2722 | 119
CO2 | 2723 | 119
CO2 | 2724 | 119
CO2 | 2728 | 161
CO2 | 2729 | 161
CO2 | 2730 | 161
CO2 | 2731 | 161
CO2 | 2732 | 119
CO2 | 2749 | 161
CO2 | 2750 | 161
CO2 | 2751 | 161
CO2 | 2752 | 161
CO2 | 2753 | 161
CO2 | 2761 | 210
CO2 | 2762 | 210
CO2 | 2763 | 162
CO2 | 2764 | 119
CO2 | 2766 | 161
CO2 | 2767 | 161
CO2 | 2768 | 161
CO2 | 2773 | 119
CO2 | 2774 | 119
CO2 | 2775 | 119
CO2 | 2776 | 119
CO2 | 2777 | 161
CO2 | 2779 | 195
CO2 | 2781 | 119
CO2 | 2782 | 119
CO2 | 2783 | 119
CO2 | 2784 | 161
CO2 | 2785 | 161
CO2 | 2786 | 92
CO2 | 2788 | 119
CO2 | 2789 | 195
CO2 | 2792 | 119
CO2 | 2796 | 119
CO2 | 2797 | 119
CO2 | 2798 | 119
CO2 | 2799 | 119
CO2 | 2800 | 119
CO2 | 2801 | 119
CO2 | 2803 | 161
CO2 | 2804 | 161
CO2 | 2805 | 161
CO2 | 2806 | 161
CO2 | 2808 | 210
CO2 | 2810 | 174
CO2 | 2811 | 174
CO2 | 2812 | 174
CO2 | 2814 | 161
CO2 | 2817 | 119
CO2 | 2819 | 161
CO2 | 2822 | 212
CO2 | 2832 | 119
CO2 | 2833 | 119
CO2 | 2836 | 119
CO2 | 2839 | 209
CO2 | 2840 | 209
CO2 | 2841 | 161
CO2 | 2842 | 161
CO2 | 2843 | 161
CO2 | 2844 | 161
CO2 | 2845 | 119
CO2 | 2847 | 161
CO2 | 2848 | 161
CO2 | 2849 | 161
CO2 | 2850 | 161
CO2 | 2851 | 161
CO2 | 2852 | 161
CO2 | 2853 | 161
CO2 | 2854 | 161
CO2 | 2865 | 129
CO2 | 2866 | 129
CO2 | 2870 | 205
CO2 | 2871 | 205
CO2 | 2872 | 161
CO2 | 2873 | 161
CO2 | 2874 | 161
CO2 | 2875 | 161
CO2 | 2876 | 161
CO2 | 2889 | 92
CO2 | 2898 | 161
CO2 | 2900 | 161
CO2 | 2901 | 161
CO2 | 2902 | 161
CO2 | 2921 | 161
CO2 | 2922 | 161
CO2 | 2923 | 161
CO2 | 2924 | 161
CO2 | 2925 | 161
CO2 | 2928 | 161
CO2 | 2929 | 161
CO2 | 2932 | 119
CO2 | 2934 | 161
CO2 | 2935 | 119
CO2 | 2937 | 119
CO2 | 2938 | 119
CO2 | 2940 | 161
CO2 | 2941 | 161
CO2 | 2942 | 161
CO2 | 2943 | 161
CO2 | 2944 | 161
CO2 | 2946 | 119
CO2 | 2952 | 161
CO2 | 2953 | 161
CO2 | 2954 | 161
CO2 | 2955 | 161
CO2 | 2956 | 161
CO2 | 2957 | 161
CO2 | 2958 | 161
CO2 | 2959 | 161
CO2 | 2963 | 119
CO2 | 2964 | 161
CO2 | 2965 | 161
CO2 | 2966 | 161
CO2 | 2967 | 161
CO2 | 2968 | 161
CO2 | 2969 | 161
CO2 | 2970 | 161
CO2 | 2971 | 119
CO2 | 2972 | 119
CO2 | 2973 | 205
CO2 | 2974 | 205
CO2 | 2981 | 210
CO2 | 2989 | 161
CO2 | 2993 | 161
CO2 | 3002 | 161
CO2 | 3007 | 205
CO2 | 3008 | 205
CO2 | 3010 | 205
CO2 | 3011 | 161
CO2 | 3012 | 161
CO2 | 3013 | 161
CO2 | 3014 | 161
CO2 | 3015 | 161
CO2 | 3016 | 161
CO2 | 3020 | 210
CO2 | 3026 | 119
CO2 | 3030 | 195
CO2 | 3032 | 162
CO2 | 3038 | 119
CO2 | 3039 | 161
CO2 | 3042 | 161
CO2 | 3043 | 161
CO2 | 3044 | 161
CO2 | 3045 | 161
CO2 | 3053 | 161
CO2 | 3054 | 161
CO2 | 3071 | 209
CO2 | 3072 | 119
CO2 | 3073 | 119
CO2 | 3074 | 119
CO2 | 3077 | 161
CO2 | 3078 | 119
CO2 | 3079 | 161
CO2 | 3087 | 205
CO2 | 3088 | 161
CO2 | 3095 | 209
CO2 | 3096 | 209
CO2 | 3098 | 119
CO2 | 3109 | 161
CO2 | 3110 | 161
CO2 | 3111 | 161
CO2 | 3114 | 92
CO2 | 3115 | 161
CO2 | 3119 | 161
CO2 | 3120 | 161
CO2 | 3123 | 119
CO2 | 3126 | 119
CO2 | 3127 | 119
CO2 | 3128 | 119
CO2 | 3129 | 119
CO2 | 3135 | 119
CO2 | 3136 | 161
CO2 | 3137 | 119
CO2 | 3138 | 119
CO2 | 3140 | 161
CO2 | 3143 | 119
CO2 | 3146 | 119
CO2 | 3147 | 161
CO2 | 3148 | 119
CO2 | 3149 | 119
CO2 | 3150 | 161
CO2 | 3151 | 161
CO2 | 3152 | 161
CO2 | 3153 | 161
CO2 | 3154 | 161
CO2 | 3155 | 161
CO2 | 3156 | 161
CO2 | 3157 | 161
CO2 | 3160 | 205
CO2 | 3165 | 128
CO2 | 3166 | 128
CO2 | 3169 | 161
CO2 | 3174 | 161
CO2 | 3176 | 161
CO2 | 3177 | 161
CO2 | 3178 | 161
CO2 | 3180 | 119
CO2 | 3181 | 119
CO2 | 3182 | 119
CO2 | 3183 | 161
CO2 | 3185 | 161
CO2 | 3187 | 119
CO2 | 3188 | 119
CO2 | 3189 | 119
CO2 | 3194 | 206
CO2 | 3195 | 206
CO2 | 3203 | 161
CO2 | 3204 | 161
CO2 | 3205 | 161
CO2 | 3216 | 161
CO2 | 3218 | 92
CO2 | 3220 | 119
CO2 | 3221 | 161
CO2 | 3222 | 161
CO2 | 3223 | 161
CO2 | 3224 | 206
CO2 | 3225 | 206
CO2 | 3226 | 206
CO2 | 3227 | 205
CO2 | 3230 | 161
CO2 | 3231 | 161
CO2 | 3232 | 195
CO2 | 3233 | 161
CO2 | 3235 | 161
CO2 | 3236 | 161
CO2 | 3242 | 210
CO2 | 3246 | 118
CO2 | 3261 | 119
CO2 | 3262 | 119
CO2 | 3273 | 205
CO2 | 3274 | 205
CO2 | 3275 | 205
CO2 | 3276 | 205
CO2 | 3277 | 205
CO2 | 3278 | 205
CO2 | 3279 | 205
CO2 | 3280 | 205
CO2 | 3281 | 161
CO2 | 3282 | 161
CO2 | 3288 | 119
CO2 | 3290 | 119
CO2 | 3293 | 206
CO2 | 3294 | 208
CO2 | 3295 | 209
CO2 | 3297 | 209
CO2 | 3300 | 119
CO2 | 3301 | 119
CO2 | 3302 | 119
CO2 | 3303 | 161
CO2 | 3308 | 215
CO2 | 3312 | 161
CO2 | 3314 | 161
CO2 | 3323 | 205
CO2 | 3324 | 205
CO2 | 3325 | 119
CO2 | 3326 | 92
CO2 | 3328 | 119
CO2 | 3331 | 119
CO2 | 3332 | 119
CO2 | 3333 | 119
CO2 | 3336 | 161
CO2 | 3337 | 161
CO2 | 3338 | 161
CO2 | 3343 | 161
CO2 | 3347 | 92
CO2 | 3356 | 161
CO2 | 3362 | 119
CO2 | 3369 | 119
CO2 | 3379 | 119
CO2 | 3386 | 119
CO2 | 3387 | 161
CO2 | 3389 | 161
CO2 | 3391 | 161
CO2 | 3392 | 119
CO2 | 3393 | 119
CO2 | 3397 | 119
CO2 | 3398 | 119
CO2 | 3399 | 161
CO2 | 3400 | 161
CO2 | 3407 | 161
CO2 | 3408 | 161
CO2 | 3410 | 119
CO2 | 3411 | 119
CO2 | 3412 | 161
CO2 | 3413 | 161
CO2 | 3414 | 119
CO2 | 3421 | 118
CO2 | 3426 | 161
CO2 | 3435 | 161
CO2 | 3436 | 161
CO2 | 3437 | 161
CO2 | 3438 | 119
CO2 | 3440 | 119
CO2 | 3447 | 119
CO2 | 3449 | 119
CO2 | 3458 | 119
CO2 | 3460 | 161
CO2 | 3464 | 161
CO2 | 3465 | 119
CO2 | 3466 | 161
CO2 | 3467 | 119
CO2 | 3468 | 119
CO2 | 3471 | 119
CO2 | 3472 | 119
CO2 | 3473 | 161
CO2 | 3474 | 119
CO2 | 3475 | 161
CO2 | 3476 | 161
CO2 | 3477 | 161
CO2 | 3478 | 119
CO2 | 3479 | 161
CO2 | 3483 | 118
CO2 | 3484 | 119
CO2 | 3486 | 119
CO2 | 3490 | 119
CO2 | 3497 | 161
CO2 | 3498 | 161
CO2 | 3499 | 161
CO2 | 3501 | 92
CO2 | 3502 | 119
CO2 | 3504 | 195
CO2 | 3507 | 161
CO2 | 3509 | 161
CO2 | 3510 | 161
CO2 | 3511 | 161
CO2 | 3515 | 119
CO2 | 3517 | 205
CO2 | 3518 | 161
CO2 | 3520 | 119
CO2 | 3521 | 161
CO2 | 3522 | 161
CO2 | 3523 | 161
CO2 | 3524 | 119
CO2 | 3526 | 161
CO2 | 3527 | 161
CO2 | 3528 | 161
CO2 | 3529 | 161
CO2 | 3530 | 161
CO2 | 3531 | 119
CO2 | 3532 | 118
CO2 | 3534 | 119
CO2 | 3535 | 161
CO2 | 3542 | 92
CO2 | 3547 | 119
CO2 | 3553 | 119
CO2 | 3554 | 119
CO2 | 3555 | 119
CO2 | 3556 | 161
CO2 | 3557 | 161
CO2 | 3558 | 161
CO2 | 3559 | 161
CO2 | 3560 | 118
CO2 | 3562 | 161
CO2 | 3563 | 161
CO2 | 3569 | 162
CO2 | 3570 | 119
CO2 | 3571 | 162
CO2 | 3572 | 118
CO2 | 3576 | 119
CO2 | 3577 | 119
CO2 | 3578 | 205
CO2 | 3581 | 92
CO2 | 3582 | 161
CO2 | 3584 | 119
CO2 | 3585 | 161
CO2 | 3586 | 161
CO2 | 3593 | 119
CO2 | 3595 | 161
CO2 | 3597 | 161
CO2 | 3599 | 161
CO2 | 3601 | 161
CO2 | 3603 | 161
CO2 | 3604 | 161
CO2 | 3605 | 161
CO2 | 3607 | 205
CO2 | 3609 | 119
CO2 | 3611 | 119
CO2 | 3612 | 161
CO2 | 3613 | 161
CO2 | 3614 | 161
CO2 | 3615 | 161
CO2 | 3616 | 119
CO2 | 3617 | 92
CO2 | 3622 | 161
CO2 | 3623 | 161
CO2 | 3624 | 161
CO2 | 3625 | 161
CO2 | 3628 | 119
CO2 | 3630 | 119
CO2 | 3631 | 119
CO2 | 3634 | 161
CO2 | 3637 | 205
CO2 | 3638 | 161
CO2 | 3640 | 195
CO2 | 3645 | 119
CO2 | 3646 | 119
CO2 | 3647 | 119
CO2 | 3649 | 119
CO2 | 3650 | 92
CO2 | 3656 | 205
CO2 | 3657 | 205
CO2 | 3659 | 156
CO2 | 3661 | 161
CO2 | 3665 | 161
CO2 | 3676 | 161
CO2 | 3677 | 119
CO2 | 3678 | 174
CO2 | 3679 | 174
CO2 | 3701 | 119
CO2 | 3702 | 195
CO2 | 3703 | 92
CO2 | 3704 | 92
CO2 | 3709 | 205
CO2 | 3712 | 161
CO2 | 3714 | 161
CO2 | 3715 | 161
CO2 | 3716 | 205
CO2 | 3717 | 119
CO2 | 3718 | 161
CO2 | 3719 | 119
CO2 | 3720 | 119
CO2 | 3721 | 119
CO2 | 3722 | 119
CO2 | 3728 | 119
CO2 | 3729 | 119
CO2 | 3734 | 210
CO2 | 3740 | 161
CO2 | 3743 | 161
CO2 | 3748 | 119
CO2 | 3749 | 161
CO2 | 3751 | 161
CO2 | 3752 | 161
CO2 | 3753 | 215
CO2 | 3754 | 215
CO2 | 3755 | 119
CO2 | 3773 | 161
CO2 | 3774 | 161
CO2 | 3778 | 205
CO2 | 3779 | 205
CO2 | 3786 | 161
CO2 | 3788 | 195
CO2 | 3795 | 161
CO2 | 3800 | 207
CO2 | 3801 | 207
CO2 | 3809 | 161
CO2 | 3810 | 119
CO2 | 3812 | 205
CO2 | 3821 | 161
CO2 | 3822 | 161
CO2 | 3823 | 92
CO2 | 3825 | 161
CO2 | 3826 | 119
CO2 | 3827 | 161
CO2 | 3830 | 161
CO2 | 3833 | 205
CO2 | 3834 | 205
CO2 | 3841 | 161
CO2 | 3843 | 161
CO2 | 3845 | 161
CO2 | 3850 | 119
CO2 | 3851 | 119
CO2 | 3852 | 119
CO2 | 3854 | 205
CO2 | 3855 | 204
CO2 | 3856 | 203
CO2 | 3860 | 206
CO2 | 3861 | 205
CO2 | 3880 | 205
CO2 | 3881 | 205
CO2 | 3882 | 119
CO2 | 3883 | 119
CO2 | 3893 | 119
CO2 | 3894 | 161
CO2 | 3908 | 119
CO2 | 3912 | 119
CO2 | 3913 | 119
CO2 | 3914 | 161
CO2 | 3916 | 92
CO2 | 3917 | 92
CO2 | 3918 | 119
CO2 | 3920 | 161
CO2 | 3921 | 161
CO2 | 3922 | 92
CO2 | 3927 | 119
CO2 | 3928 | 161
CO2 | 3931 | 119
CO2 | 3934 | 119
CO2 | 3935 | 161
CO2 | 3942 | 161
CO2 | 3947 | 119
CO2 | 3950 | 195
CO2 | 3954 | 161
CO2 | 3956 | 161
CO2 | 3959 | 161
CO2 | 3960 | 119
CO2 | 3965 | 161
CO2 | 3968 | 121
CO2 | 3969 | 205
CO2 | 3970 | 205
CO2 | 3971 | 205
CO2 | 3979 | 210
CO2 | 3981 | 118
CO2 | 3984 | 210
CO2 | 3989 | 119
CO2 | 3993 | 118
CO2 | 3994 | 119
CO2 | 3995 | 119
CO2 | 3997 | 119
CO2 | 4000 | 119
CO2 | 4012 | 119
CO2 | 4019 | 161
CO2 | 4025 | 119
CO2 | 4028 | 119
CO2 | 4029 | 161
CO2 | 4030 | 161
CO2 | 4033 | 119
CO2 | 4034 | 161
CO2 | 4035 | 161
CO2 | 4037 | 119
CO2 | 4045 | 161
CO2 | 4048 | 119
CO2 | 4049 | 119
CO2 | 4051 | 121
CO2 | 4053 | 121
CO2 | 4054 | 119
CO2 | 4059 | 119
CO2 | 4060 | 119
CO2 | 4065 | 205
CO2 | 4068 | 205
CO2 | 4071 | 119
CO2 | 4072 | 119
CO2 | 4079 | 161
CO2 | 4081 | 195
CO2 | 4086 | 119
CO2 | 4087 | 119
CO2 | 4091 | 161
CO2 | 4100 | 161
CO2 | 4101 | 161
CO2 | 4105 | 162
CO2 | 4106 | 119
CO2 | 4112 | 161
CO2 | 4123 | 161
CO2 | 4124 | 119
CO2 | 4125 | 119
CO2 | 4126 | 119
CO2 | 4128 | 119
CO2 | 4149 | 163
CO2 | 4150 | 163
CO2 | 4151 | 163
CO2 | 4152 | 161
CO2 | 4155 | 195
CO2 | 4156 | 195
CO2 | 4161 | 161
CO2 | 4165 | 205
CO2 | 4166 | 119
CO2 | 4167 | 119
CO2 | 4169 | 92
CO2 | 4170 | 92
CO2 | 4176 | 119
CO2 | 4183 | 92
CO2 | 4192 | 122
CO2 | 4193 | 215
CO2 | 4195 | 119
CO2 | 4200 | 161
CO2 | 4215 | 161
CO2 | 4216 | 119
CO2 | 4217 | 161
CO2 | 4218 | 161
CO2 | 4219 | 161
CO2 | 4220 | 161
CO2 | 4221 | 161
CO2 | 4222 | 205
CO2 | 4231 | 121
CO2 | 4233 | 210
CO2 | 4234 | 210
CO2 | 4237 | 161
CO2 | 4238 | 161
CO2 | 4239 | 161
CO2 | 4240 | 161
CO2 | 4241 | 161
CO2 | 4242 | 161
CO2 | 4246 | 161
CO2 | 4247 | 161
CO2 | 4248 | 161
CO2 | 4249 | 161
CO2 | 4253 | 161
CO2 | 4254 | 201
CO2 | 4263 | 161
CO2 | 4272 | 161
CO2 | 4273 | 161
CO2 | 4274 | 119
CO2 | 4278 | 161
CO2 | 4279 | 161
CO2 | 4283 | 161
CO2 | 4284 | 119
CO2 | 4290 | 161
CO2 | 4292 | 162
CO2 | 4294 | 162
CO2 | 4298 | 161
CO2 | 4306 | 161
CO2 | 4308 | 119
CO2 | 4310 | 161
CO2 | 4315 | 210
CO2 | 4316 | 119
CO2 | 4319 | 161
CO2 | 4322 | 161
CO2 | 4323 | 149
CO2 | 4324 | 147
CO2 | 4331 | 161
CO2 | 4337 | 161
CO2 | 4338 | 161
CO2 | 4339 | 161
CO2 | 4340 | 162
CO2 | 4341 | 161
CO2 | 4342 | 209
CO2 | 4343 | 92
CO2 | 4348 | 119
CO2 | 4349 | 161
CO2 | 4350 | 161
CO2 | 4351 | 161
CO2 | 4353 | 210
CO2 | 4354 | 210
CO2 | 4355 | 210
CO2 | 4359 | 210
CO2 | 4363 | 119
CO2 | 4365 | 161
CO2 | 4369 | 161
CO2 | 4371 | 161
CO2 | 4374 | 205
CO2 | 4375 | 161
CO2 | 4377 | 161
CO2 | 4378 | 119
CO2 | 4379 | 119
CO2 | 4380 | 119
CO2 | 4381 | 119
CO2 | 4382 | 119
CO2 | 4390 | 161
CO2 | 4391 | 161
CO2 | 4396 | 119
CO2 | 4397 | 119
CO2 | 4398 | 161
CO2 | 4399 | 161
CO2 | 4400 | 161
CO2 | 4402 | 161
CO2 | 4403 | 119
CO2 | 4404 | 119
CO2 | 4417 | 162
CO2 | 4418 | 162
CO2 | 4419 | 162
CO2 | 4420 | 119
CO2 | 4427 | 161
CO2 | 4428 | 119
CO2 | 4430 | 204
CO2 | 4432 | 161
CO2 | 4433 | 161
CO2 | 4434 | 161
CO2 | 4435 | 161
CO2 | 4436 | 161
CO2 | 4437 | 161
CO2 | 4438 | 161
CO2 | 4439 | 161
CO2 | 4442 | 119
CO2 | 4443 | 119
CO2 | 4445 | 119
CO2 | 4447 | 119
CO2 | 4448 | 161
CO2 | 4449 | 119
CO2 | 4450 | 119
CO2 | 4455 | 205
CO2 | 4456 | 205
CO2 | 4460 | 161
CO2 | 4467 | 161
CO2 | 4471 | 125
CO2 | 4472 | 127
CO2 | 4473 | 127
CO2 | 4474 | 92
CO2 | 4477 | 119
CO2 | 4480 | 119
CO2 | 4481 | 119
CO2 | 4482 | 119
CO2 | 4483 | 119
CO2 | 4487 | 119
CO2 | 4488 | 119
CO2 | 4489 | 119
CO2 | 4493 | 119
CO2 | 4498 | 195
CO2 | 4499 | 161
CO2 | 4500 | 161
CO2 | 4501 | 161
CO2 | 4502 | 161
CO2 | 4515 | 119
CO2 | 4518 | 161
CO2 | 4519 | 210
CO2 | 4520 | 210
CO2 | 4527 | 205
CO2 | 4531 | 161
CO2 | 4532 | 119
CO2 | 4533 | 119
CO2 | 4542 | 215
CO2 | 4547 | 195
CO2 | 4549 | 119
CO2 | 4553 | 205
CO2 | 4554 | 205
CO2 | 4562 | 161
CO2 | 4563 | 119
CO2 | 4564 | 161
CO2 | 4567 | 131
CO2 | 4568 | 119
CO2 | 4571 | 205
CO2 | 4572 | 119
CO2 | 4573 | 161
CO2 | 4576 | 174
CO2 | 4577 | 174
CO2 | 4578 | 174
CO2 | 4579 | 174
CO2 | 4580 | 119
CO2 | 4581 | 119
CO2 | 4582 | 119
CO2 | 4587 | 205
CO2 | 4589 | 205
CO2 | 4593 | 161
CO2 | 4595 | 161
CO2 | 4600 | 161
CO2 | 4602 | 161
CO2 | 4603 | 146
CO2 | 4604 | 146
CO2 | 4605 | 146
CO2 | 4609 | 118
CO2 | 4611 | 119
CO2 | 4612 | 119
CO2 | 4614 | 161
CO2 | 4617 | 156
CO2 | 4623 | 161
CO2 | 4629 | 161
CO2 | 4630 | 205
CO2 | 4631 | 205
CO2 | 4632 | 205
CO2 | 4633 | 119
CO2 | 4634 | 161
CO2 | 4635 | 161
CO2 | 4637 | 92
CO2 | 4638 | 161
CO2 | 4639 | 161
CO2 | 4641 | 161
CO2 | 4642 | 161
CO2 | 4643 | 161
CO2 | 4644 | 209
CO2 | 4649 | 205
CO2 | 4650 | 205
CO2 | 4652 | 206
CO2 | 4654 | 205
CO2 | 4664 | 161
CO2 | 4673 | 119
CO2 | 4676 | 161
CO2 | 4677 | 161
CO2 | 4679 | 210
CO2 | 4680 | 210
CO2 | 4683 | 119
CO2 | 4684 | 119
CO2 | 4688 | 161
CO2 | 4689 | 119
CO2 | 4690 | 206
CO2 | 4691 | 206
CO2 | 4693 | 161
CO2 | 4694 | 161
CO2 | 4697 | 195
CO2 | 4698 | 195
CO2 | 4699 | 195
CO2 | 4704 | 161
CO2 | 4707 | 209
CO2 | 4708 | 209
CO2 | 4709 | 209
CO2 | 4711 | 161
CO2 | 4715 | 161
CO2 | 4716 | 161
CO2 | 4717 | 161
CO2 | 4718 | 210
CO2 | 4719 | 210
CO2 | 4720 | 210
CO2 | 4721 | 210
CO2 | 4722 | 210
CO2 | 4723 | 210
CO2 | 4724 | 210
CO2 | 4725 | 161
CO2 | 4726 | 206
CO2 | 4727 | 206
CO2 | 4728 | 204
CO2 | 4729 | 161
CO2 | 4730 | 206
CO2 | 4732 | 206
CO2 | 4733 | 206
CO2 | 4734 | 206
CO2 | 4735 | 121
CO2 | 4737 | 263
CO2 | 4743 | 263
CO2 | 4744 | 263
CO2 | 4745 | 263
CO2 | 4747 | 161
CO2 | 4748 | 119
CO2 | 4749 | 119
CO2 | 4750 | 119
CO2 | 4751 | 119
CO2 | 4752 | 119
CO2 | 4755 | 92
CO2 | 4766 | 119
CO2 | 4769 | 205
CO2 | 4772 | 161
CO2 | 4775 | 161
CO2 | 4776 | 161
CO2 | 4777 | 161
CO2 | 4778 | 161
CO2 | 4779 | 92
CO2 | 4782 | 161
CO2 | 4783 | 161
CO2 | 4784 | 119
CO2 | 4785 | 119
CO2 | 4795 | 119
CO2 | 4798 | 119
CO2 | 4801 | 119
CO2 | 4803 | 119
CO2 | 4805 | 119
CO2 | 4806 | 205
CO2 | 4815 | 161
CO2 | 4816 | 119
CO2 | 4817 | 119
CO2 | 4818 | 119
CO2 | 4819 | 119
CO2 | 4820 | 119
CO2 | 4823 | 161
CO2 | 4824 | 161
CO2 | 4825 | 161
CO2 | 4826 | 161
CO2 | 4827 | 161
CO2 | 4833 | 161
CO2 | 4834 | 161
CO2 | 4837 | 119
CO2 | 4838 | 119
CO2 | 4839 | 119
CO2 | 4840 | 161
CO2 | 4842 | 161
CO2 | 4843 | 119
CO2 | 4844 | 119
CO2 | 4845 | 161
CO2 | 4846 | 161
CO2 | 4851 | 119
CO2 | 4852 | 119
CO2 | 4853 | 119
CO2 | 4855 | 161
CO2 | 4858 | 161
CO2 | 4859 | 161
CO2 | 4864 | 119
CO2 | 4865 | 119
CO2 | 4866 | 161
CO2 | 4869 | 123
CO2 | 4870 | 124
CO2 | 4872 | 161
CO2 | 4874 | 119
CO2 | 4875 | 161
CO2 | 4876 | 161
CO2 | 4877 | 161
CO2 | 4884 | 161
CO2 | 4885 | 161
CO2 | 4886 | 119
CO2 | 4888 | 161
CO2 | 4889 | 119
CO2 | 4890 | 119
CO2 | 4893 | 205
CO2 | 4897 | 119
CO2 | 4898 | 119
CO2 | 4899 | 92
CO2 | 4901 | 92
CO2 | 4904 | 205
CO2 | 4905 | 119
CO2 | 4914 | 195
CO2 | 4917 | 161
CO2 | 4918 | 161
CO2 | 4927 | 161
CO2 | 4933 | 119
CO2 | 4934 | 119
CO2 | 4935 | 119
CO2 | 4936 | 161
CO2 | 4937 | 161
CO2 | 4938 | 214
CO2 | 4939 | 213
CO2 | 4949 | 205
CO2 | 4950 | 205
CO2 | 4951 | 161
CO2 | 4952 | 161
CO2 | 4953 | 119
CO2 | 4954 | 119
CO2 | 4955 | 209
CO2 | 4956 | 209
CO2 | 4957 | 209
CO2 | 4960 | 119
CO2 | 4965 | 92
CO2 | 4966 | 161
CO2 | 4968 | 161
CO2 | 4970 | 161
CO2 | 4971 | 161
CO2 | 4973 | 131
CO2 | 4975 | 119
CO2 | 4978 | 161
CO2 | 4985 | 156
CO2 | 4986 | 161
CO2 | 4992 | 210
CO2 | 4993 | 210
CO2 | 4994 | 210
CO2 | 5006 | 119
CO2 | 5007 | 195
CO2 | 5011 | 119
CO2 | 5014 | 119
CO2 | 5016 | 119
CO2 | 5021 | 161
CO2 | 5023 | 119
CO2 | 5024 | 119
CO2 | 5025 | 161
CO2 | 5026 | 119
CO2 | 5027 | 161
CO2 | 5028 | 119
CO2 | 5038 | 119
CO2 | 5040 | 92
CO2 | 5045 | 161
CO2 | 5047 | 119
CO2 | 5049 | 119
CO2 | 5051 | 119
CO2 | 5054 | 161
CO2 | 5056 | 161
CO2 | 5057 | 161
CO2 | 5058 | 161
CO2 | 5060 | 120
CO2 | 5061 | 119
CO2 | 5063 | 118
CO2 | 5068 | 119
CO2 | 5070 | 119
CO2 | 5073 | 119
CO2 | 5076 | 118
CO2 | 5078 | 119
CO2 | 5081 | 161
CO2 | 5083 | 119
CO2 | 5084 | 119
CO2 | 5088 | 161
CO2 | 5089 | 161
CO2 | 5091 | 119
CO2 | 5093 | 119
CO2 | 5105 | 118
CO2 | 5106 | 119
CO2 | 5109 | 195
CO2 | 5110 | 119
CO2 | 5112 | 119
CO2 | 5116 | 195
CO2 | 5121 | 119
CO2 | 5124 | 119
CO2 | 5131 | 195
CO2 | 5132 | 119
CO2 | 5133 | 119
CO2 | 5134 | 205
CO2 | 5135 | 119
CO2 | 5136 | 119
CO2 | 5137 | 205
CO2 | 5139 | 205
CO2 | 5145 | 119
CO2 | 5146 | 119
CO2 | 5158 | 195
CO2 | 5161 | 161
CO2 | 5162 | 195
CO2 | 5163 | 161
CO2 | 5164 | 118
CO2 | 5171 | 195
CO2 | 5331 | 119
CO2 | 5346 | 161
CO2 | 5350 | 161
CO2 | 5353 | 161
CO2 | 5356 | 161
CO2 | 5357 | 161
CO2 | 5360 | 119
CO2 | 5362 | 161
CO2 | 5363 | 161
CO2 | 5364 | 118
CO2 | 5365 | 119
CO2 | 5368 | 118
CO2 | 5369 | 161
CO2 | 5370 | 161
CO2 | 5373 | 119
CO2 | 5374 | 161
CO2 | 5375 | 161
CO2 | 5376 | 161
CO2 | 5379 | 119
CO2 | 5383 | 161
CO2 | 5385 | 161
CO2 | 5386 | 119
CO2 | 5387 | 119
CO2 | 5390 | 161
CO2 | 5392 | 119
CO2 | 5396 | 161
CO2 | 5398 | 161
CO2 | 5399 | 161
CO2 | 5400 | 161
CO2 | 5401 | 119
CO2 | 5403 | 161
CO2 | 5404 | 120
CO2 | 5406 | 119
CO2 | 5407 | 161
CO2 | 5408 | 161
CO2 | 5409 | 119
CO2 | 5410 | 210
CO2 | 5413 | 161
CO2 | 5414 | 161
CO2 | 5417 | 161
CO2 | 5418 | 119
CO2 | 5419 | 161
CO2 | 5423 | 119
CO2 | 5428 | 161
CO2 | 5429 | 161
CO2 | 5430 | 161
CO2 | 5431 | 161
CO2 | 5433 | 161
CO2 | 5434 | 119
CO2 | 5435 | 119
CO2 | 5436 | 205
CO2 | 5437 | 205
CO2 | 5438 | 119
CO2 | 5440 | 161
CO2 | 5557 | 119
CO2 | 5558 | 119
CO2 | 5559 | 119
CO2 | 5560 | 119
CO2 | 5564 | 119
CO2 | 5565 | 119
CO2 | 5566 | 119
CO2 | 5568 | 119
CO2 | 5582 | 118
CO2 | 5599 | 119
CO2 | 5600 | 120
CO2 | 5601 | 119
CO2 | 5602 | 119
CO2 | 5605 | 53
CO2 | 5606 | 54
CO2 | 5607 | 44
CO2 | 5608 | 41
CO2 | 5610 | 119
CO2 | 5630 | 210
CO2 | 5631 | 210
CO2 | 5632 | 210
CO2 | 5633 | 119
CO2 | 5647 | 119
CO2 | 5648 | 119
CO2 | 5649 | 119
CO2 | 5650 | 119
CO2 | 5651 | 119
CO2 | 5652 | 119
CO2 | 5676 | 119
CO2 | 5677 | 119
CO2 | 5678 | 119
CO2 | 5680 | 161
CO2 | 5681 | 161
CO2 | 5682 | 161
CO2 | 5693 | 118
CO2 | 5697 | 119
CO2 | 5698 | 119
CO2 | 5699 | 119
CO2 | 5700 | 119
CO2 | 5717 | 119
CO2 | 5718 | 119
CO2 | 5719 | 118
CO2 | 5720 | 118
CO2 | 5721 | 118
CO2 | 5722 | 118
CO2 | 5740 | 119
CO2 | 5741 | 119
CO2 | 5742 | 119
CO2 | 5743 | 119
CO2 | 5744 | 119
CO2 | 5756 | 119
CO2 | 5766 | 119
CO2 | 5767 | 119
CO2 | 5768 | 119
CO2 | 5771 | 76
CO2 | 5772 | 94
CO2 | 5773 | 99
CO2 | 5774 | 100
CO2 | 5775 | 119
CO2 | 5776 | 119
CO2 | 5805 | 119
CO2 | 5806 | 119
CO2 | 5807 | 119
CO2 | 5808 | 119
CO2 | 5809 | 119
CO2 | 5810 | 119
CO2 | 5811 | 119
CO2 | 5816 | 218
CO2 | 5819 | 119
CO2 | 5820 | 119
CO2 | 5822 | 118
CO2 | 5833 | 118
CO2 | 5834 | 119
CO2 | 5835 | 119
CO2 | 5836 | 119
CO2 | 5837 | 119
CO2 | 5843 | 118
CO2 | 5844 | 118
CO2 | 5845 | 119
CO2 | 5846 | 119
CO2 | 5847 | 119
CO2 | 5848 | 119
CO2 | 5849 | 119
CO2 | 5850 | 119
CO2 | 5851 | 119
CO2 | 5852 | 118
CO2 | 5853 | 205
CO2 | 5858 | 119
CO2 | 5859 | 111
CO2 | 5865 | 119
CO2 | 5866 | 119
CO2 | 5869 | 118
CO2 | 5870 | 118
CO2 | 5871 | 118
CO2 | 5891 | 119
CO2 | 5896 | 161
CO2 | 5897 | 161
CO2 | 5898 | 161
CO2 | 5899 | 161
CO2 | 5900 | 161
CO2 | 5901 | 119
CO2 | 5902 | 119
CO2 | 5905 | 119
CO2 | 5906 | 119
CO2 | 5907 | 119
CO2 | 5908 | 119
CO2 | 5911 | 119
CO2 | 5920 | 161
CO2 | 5923 | 118
CO2 | 5924 | 118
CO2 | 5925 | 119
CO2 | 5928 | 119
CO2 | 5932 | 119
CO2 | 5933 | 119
CO2 | 5945 | 161
CO2 | 5955 | 119
CO2 | 5956 | 119
CO2 | 5958 | 119
CO2 | 5959 | 213
CO2 | 5960 | 213
CO2 | 5961 | 213
CO2 | 5962 | 213
CO2 | 5963 | 119
CO2 | 5964 | 119
CO2 | 5965 | 119
CO2 | 5966 | 213
CO2 | 5967 | 213
CO2 | 5972 | 203
CO2 | 5973 | 203
CO2 | 5981 | 161
CO2 | 5988 | 118
CO2 | 5989 | 118
CO2 | 5995 | 119
CO2 | 5996 | 118
CO2 | 5997 | 119
CO2 | 5998 | 119
CO2 | 6003 | 119
CO2 | 6004 | 119
CO2 | 6005 | 116
CO2 | 6006 | 119
CO2 | 6007 | 119
CO2 | 6008 | 119
CO2 | 6009 | 119
CO2 | 6018 | 161
CO2 | 6019 | 161
CO2 | 6020 | 161
CO2 | 6021 | 161
CO2 | 6022 | 161
CO2 | 6023 | 161
CO2 | 6024 | 161
CO2 | 6025 | 161
CO2 | 6026 | 161
CO2 | 6027 | 209
CO2 | 6028 | 209
CO2 | 6031 | 209
CO2 | 6032 | 209
CO2 | 6033 | 209
CO2 | 6039 | 195
CO2 | 6041 | 195
CO2 | 6043 | 119
CO2 | 6044 | 119
CO2 | 6045 | 119
CO2 | 6046 | 119
CO2 | 6047 | 119
CO2 | 6048 | 119
CO2 | 6065 | 119
CO2 | 6066 | 119
CO2 | 6067 | 119
CO2 | 6084 | 195
CO2 | 6088 | 119
CO2 | 6306 | 119
CO2 | 6307 | 119
CO2 | 6308 | 119
CO2 | 6310 | 119
CO2 | 6311 | 119
CO2 | 6312 | 119
CO2 | 6322 | 119
CO2 | 6323 | 119
CO2 | 6324 | 161
CO2 | 6325 | 161
CO2 | 6326 | 161
CO2 | 6327 | 119
CO2 | 6328 | 119
CO2 | 6371 | 119
CO2 | 6372 | 119
CO2 | 6373 | 119
CO2 | 6374 | 119
CO2 | 6375 | 213
CO2 | 6376 | 213
CO2 | 6377 | 119
CO2 | 6378 | 119
CO2 | 6379 | 119
CO2 | 6380 | 119
CO2 | 6388 | 119
CO2 | 6389 | 119
CO2 | 6390 | 119
CO2 | 6391 | 119
CO2 | 6410 | 92
CO2 | 6419 | 119
CO2 | 6420 | 119
CO2 | 6421 | 119
CO2 | 6430 | 175
CO2 | 6431 | 166
CO2 | 6432 | 177
CO2 | 6436 | 119
CO2 | 6437 | 119
CO2 | 6438 | 119
CO2 | 6440 | 119
CO2 | 6441 | 119
CO2 | 6442 | 161
CO2 | 6476 | 119
CO2 | 6477 | 205
CO2 | 6485 | 119
CO2 | 6490 | 119
CO2 | 6504 | 195
CO2 | 6505 | 119
CO2 | 6507 | 161
CO2 | 6508 | 161
CO2 | 6509 | 119
CO2 | 6510 | 119
CO2 | 6511 | 119
CO2 | 6512 | 119
CO2 | 6532 | 119
CO2 | 6533 | 131
CO2 | 6539 | 205
CO2 | 6540 | 205
CO2 | 6541 | 205
CO2 | 6574 | 119
CO2 | 6576 | 119
CO2 | 6577 | 119
CO2 | 6587 | 119
CO2 | 6588 | 119
CO2 | 6590 | 119
CO2 | 6591 | 119
CO2 | 6606 | 119
CO2 | 6608 | 205
CO2 | 6617 | 118
CO2 | 6627 | 119
CO2 | 6628 | 119
CO2 | 6629 | 119
CO2 | 6631 | 119
CO2 | 6634 | 119
CO2 | 6635 | 119
CO2 | 6657 | 131
CO2 | 6658 | 131
CO2 | 6666 | 119
CO2 | 6701 | 215
CO2 | 6757 | 119
CO2 | 6758 | 119
CO2 | 6760 | 119
CO2 | 6761 | 119
CO2 | 6766 | 119
CO2 | 6767 | 119
CO2 | 6768 | 119
CO2 | 6769 | 119
CO2 | 6771 | 119
CO2 | 6785 | 119
CO2 | 6786 | 119
CO2 | 6787 | 119
CO2 | 6788 | 119
CO2 | 6817 | 119
CO2 | 6818 | 119
CO2 | 6822 | 119
CO2 | 6827 | 161
CO2 | 6851 | 118
CO2 | 6878 | 161
CO2 | 6879 | 161
CO2 | 6880 | 161
CO2 | 6882 | 119
CO2 | 6883 | 119
CO2 | 6891 | 161
CO2 | 6892 | 161
CO2 | 6893 | 161
CO2 | 6910 | 119
CO2 | 6911 | 119
CO2 | 6912 | 119
CO2 | 6926 | 161
CO2 | 6943 | 119
CO2 | 6953 | 195
CO2 | 6955 | 195
CO2 | 6973 | 195
CO2 | 6988 | 209
CO2 | 6993 | 161
CO2 | 7001 | 195
CO2 | 7013 | 119
CO2 | 7045 | 119
CO2 | 7055 | 209
CO2 | 7070 | 195
CO2 | 7085 | 119
CO2 | 7086 | 119
CO2 | 7087 | 119
CO2 | 7088 | 119
CO2 | 7095 | 210
CO2 | 7098 | 119
CO2 | 7111 | 92
CO2 | 7149 | 161
CO2 | 7150 | 161
CO2 | 7151 | 161
CO2 | 7152 | 161
CO2 | 7153 | 119
CO2 | 7154 | 131
CO2 | 7155 | 131
CO2 | 7156 | 119
CO2 | 7171 | 205
CO2 | 7177 | 205
CO2 | 7178 | 205
CO2 | 7179 | 118
CO2 | 7183 | 119
CO2 | 7184 | 119
CO2 | 7185 | 119
CO2 | 7186 | 119
CO2 | 7187 | 119
CO2 | 7193 | 119
CO2 | 7212 | 119
CO2 | 7214 | 119
CO2 | 7217 | 205
CO2 | 7218 | 119
CO2 | 7221 | 119
CO2 | 7281 | 195
CO2 | 7313 | 119
CO2 | 7316 | 119
CO2 | 7317 | 119
CO2 | 7320 | 92
CO2 | 7328 | 92
CO2 | 7329 | 118
CO2 | 7330 | 119
CO2 | 7339 | 205
CO2 | 7340 | 117
CO2 | 7341 | 117
CO2 | 7342 | 117
CO2 | 7343 | 117
CO2 | 7355 | 119
CO2 | 7357 | 119
CO2 | 7358 | 119
CO2 | 7362 | 119
CO2 | 7366 | 118
CO2 | 7377 | 161
CO2 | 7378 | 161
CO2 | 7392 | 119
CO2 | 7393 | 119
CO2 | 7394 | 119
CO2 | 7395 | 119
CO2 | 7396 | 119
CO2 | 7403 | 119
CO2 | 7404 | 119
CO2 | 7405 | 119
CO2 | 7406 | 119
CO2 | 7413 | 119
CO2 | 7419 | 119
CO2 | 7422 | 119
CO2 | 7423 | 119
CO2 | 7424 | 119
CO2 | 7425 | 119
CO2 | 7435 | 119
CO2 | 7445 | 119
CO2 | 7446 | 119
CO2 | 7449 | 119
CO2 | 7450 | 119
CO2 | 7470 | 115
CO2 | 7480 | 161
CO2 | 7481 | 161
CO2 | 7482 | 161
CO2 | 7483 | 161
CO2 | 7485 | 161
CO2 | 7486 | 161
CO2 | 7487 | 161
CO2 | 7500 | 161
CO2 | 7501 | 161
CO2 | 7502 | 161
CO2 | 7503 | 161
CO2 | 7504 | 161
CO2 | 7505 | 161
CO2 | 7506 | 161
CO2 | 7507 | 161
CO2 | 7513 | 260
CO2 | 7514 | 161
CO2 | 7515 | 161
CO2 | 7516 | 161
CO2 | 7517 | 195
CO2 | 7526 | 119
CO2 | 7529 | 161
CO2 | 7530 | 161
CO2 | 7531 | 161
CO2 | 7532 | 210
CO2 | 7533 | 210
CO2 | 7537 | 119
CO2 | 7541 | 205
CO2 | 7542 | 119
CO2 | 7547 | 118
CO2 | 7548 | 118
CO2 | 7597 | 119
CO2 | 7609 | 118
CO2 | 7610 | 118
CO2 | 7623 | 119
CO2 | 7636 | 119
CO2 | 7637 | 119
CO2 | 7657 | 161
CO2 | 7658 | 161
CO2 | 7659 | 161
CO2 | 7660 | 161
CO2 | 7661 | 161
CO2 | 7662 | 161
CO2 | 7686 | 119
CO2 | 7689 | 119
CO2 | 7695 | 119
CO2 | 7696 | 119
CO2 | 7730 | 213
CO2 | 7731 | 213
CO2 | 7733 | 213
CO2 | 7734 | 213
CO2 | 7735 | 213
CO2 | 7736 | 213
CO2 | 7737 | 213
CO2 | 7738 | 213
CO2 | 7742 | 213
CO2 | 7743 | 195
CO2 | 7744 | 195
CO2 | 7745 | 161
CO2 | 7751 | 205
CO2 | 7752 | 205
CO2 | 7753 | 205
CO2 | 7758 | 119
CO2 | 7759 | 119
CO2 | 7761 | 119
CO2 | 7762 | 119
CO2 | 7763 | 119
CO2 | 7779 | 119
CO2 | 7780 | 119
CO2 | 7936 | 119
CO2 | 7937 | 119
CO2 | 7938 | 119
CO2 | 7945 | 161
CO2 | 7946 | 161
CO2 | 7947 | 161
CO2 | 7948 | 161
CO2 | 7949 | 161
CO2 | 7950 | 119
CO2 | 7951 | 119
CO2 | 7963 | 195
CO2 | 7991 | 195
CO2 | 8006 | 119
CO2 | 8007 | 161
CO2 | 8008 | 161
CO2 | 8009 | 161
CO2 | 8010 | 161
CO2 | 8011 | 161
CO2 | 8012 | 161
CO2 | 8013 | 161
CO2 | 8014 | 161
CO2 | 8015 | 161
CO2 | 8016 | 161
CO2 | 8017 | 205
CO2 | 8018 | 205
CO2 | 8103 | 119
CO2 | 8106 | 119
CO2 | 8107 | 119
CO2 | 8108 | 119
CO2 | 8109 | 119
CO2 | 8112 | 161
CO2 | 8113 | 119
CO2 | 8118 | 124
CO2 | 8121 | 161
CO2 | 8124 | 119
CO2 | 8131 | 119
CO2 | 8132 | 119
CO2 | 8134 | 120
CO2 | 8135 | 120
CO2 | 8136 | 119
CO2 | 8141 | 119
CO2 | 8142 | 119
CO2 | 8149 | 119
CO2 | 8152 | 119
CO2 | 8155 | 119
CO2 | 8156 | 119
CO2 | 8157 | 119
CO2 | 8158 | 118
CO2 | 8159 | 119
CO2 | 8160 | 119
CO2 | 8172 | 119
CO2 | 8173 | 119
CO2 | 8175 | 119
CO2 | 8178 | 119
CO2 | 8179 | 119
CO2 | 8180 | 115
CO2 | 8181 | 119
CO2 | 8182 | 119
CO2 | 8188 | 119
CO2 | 8189 | 119
CO2 | 8190 | 119
CO2 | 8192 | 215
CO2 | 8193 | 119
CO2 | 8194 | 119
CO2 | 8195 | 119
CO2 | 8196 | 119
CO2 | 8197 | 119
CO2 | 8198 | 205
CO2 | 8200 | 119
CO2 | 8203 | 119
CO2 | 8204 | 119
CO2 | 8205 | 119
CO2 | 8208 | 119
CO2 | 8210 | 119
CO2 | 8211 | 119
CO2 | 8212 | 119
CO2 | 8213 | 119
CO2 | 8214 | 119
CO2 | 8218 | 195
CO2 | 8219 | 119
CO2 | 8220 | 119
CO2 | 8221 | 119
CO2 | 8222 | 119
CO2 | 8225 | 119
CO2 | 8229 | 119
CO2 | 8232 | 119
CO2 | 8238 | 119
CO2 | 8239 | 119
CO2 | 8240 | 119
CO2 | 8241 | 119
CO2 | 8242 | 119
CO2 | 8243 | 119
CO2 | 8244 | 119
CO2 | 8245 | 119
CO2 | 8246 | 119
CO2 | 8247 | 119
CO2 | 8249 | 119
CO2 | 8250 | 119
CO2 | 8253 | 119
CO2 | 8255 | 119
CO2 | 8256 | 118
CO2 | 8257 | 119
CO2 | 8262 | 195
CO2 | 8263 | 195
CO2 | 8264 | 92
CO2 | 8266 | 119
CO2 | 8268 | 119
CO2 | 8269 | 119
CO2 | 8273 | 119
CO2 | 8274 | 119
CO2 | 8275 | 119
CO2 | 8276 | 119
CO2 | 8277 | 119
CO2 | 8278 | 119
CO2 | 8280 | 119
CO2 | 8281 | 119
CO2 | 8283 | 119
CO2 | 8286 | 195
CO2 | 8291 | 195
CO2 | 8295 | 119
CO2 | 8296 | 119
CO2 | 8300 | 115
CO2 | 8302 | 119
CO2 | 8304 | 119
CO2 | 8305 | 119
CO2 | 8306 | 119
CO2 | 8308 | 119
CO2 | 8310 | 119
CO2 | 8311 | 119
CO2 | 8312 | 119
CO2 | 8313 | 119
CO2 | 8315 | 119
CO2 | 8316 | 195
CO2 | 8320 | 119
CO2 | 8321 | 119
CO2 | 8322 | 119
CO2 | 8325 | 119
CO2 | 8329 | 119
CO2 | 8330 | 119
CO2 | 8331 | 119
CO2 | 8332 | 119
CO2 | 8333 | 119
CO2 | 8340 | 161
CO2 | 8341 | 205
CO2 | 8342 | 119
CO2 | 8344 | 119
CO2 | 8359 | 119
CO2 | 8360 | 119
CO2 | 8361 | 119
CO2 | 8362 | 119
CO2 | 8363 | 215
CO2 | 8364 | 215
CO2 | 8365 | 215
CO2 | 8366 | 215
CO2 | 8367 | 215
CO2 | 8368 | 215
CO2 | 8373 | 119
CO2 | 8376 | 119
CO2 | 8377 | 195
CO2 | 8379 | 119
CO2 | 8380 | 119
CO2 | 8381 | 119
CO2 | 8384 | 119
CO2 | 8385 | 195
CO2 | 8386 | 119
CO2 | 8388 | 119
CO2 | 8393 | 92
CO2 | 8394 | 119
CO2 | 8397 | 119
CO2 | 8399 | 119
CO2 | 8401 | 119
CO2 | 8402 | 119
CO2 | 8407 | 119
CO2 | 8409 | 119
CO2 | 8412 | 119
CO2 | 8413 | 119
CO2 | 8414 | 92
CO2 | 8416 | 119
CO2 | 8418 | 119
CO2 | 8427 | 119
CO2 | 8428 | 119
CO2 | 8429 | 119
CO2 | 8430 | 119
CO2 | 8431 | 119
CO2 | 8436 | 195
CO2 | 8438 | 119
CO2 | 8440 | 119
CO2 | 8441 | 119
CO2 | 8442 | 119
CO2 | 8443 | 119
CO2 | 8444 | 119
CO2 | 8445 | 119
CO2 | 8446 | 119
CO2 | 8447 | 119
CO2 | 8450 | 119
CO2 | 8452 | 119
CO2 | 8453 | 119
CO2 | 8454 | 119
CO2 | 8459 | 119
CO2 | 8462 | 119
CO2 | 8463 | 119
CO2 | 8464 | 115
CO2 | 8465 | 205
CO2 | 8466 | 119
CO2 | 8468 | 119
CO2 | 8469 | 119
CO2 | 8472 | 119
CO2 | 8473 | 119
CO2 | 8474 | 118
CO2 | 8476 | 119
CO2 | 8477 | 119
CO2 | 8479 | 119
CO2 | 8480 | 119
CO2 | 8481 | 119
CO2 | 8482 | 119
CO2 | 8483 | 119
CO2 | 8487 | 119
CO2 | 8488 | 119
CO2 | 8489 | 119
CO2 | 8490 | 119
CO2 | 8491 | 195
CO2 | 8492 | 195
CO2 | 8493 | 195
CO2 | 8494 | 195
CO2 | 8495 | 119
CO2 | 8496 | 119
CO2 | 8498 | 119
CO2 | 8500 | 119
CO2 | 8505 | 119
CO2 | 8506 | 119
CO2 | 8507 | 119
CO2 | 8508 | 119
CO2 | 8509 | 119
CO2 | 8510 | 115
CO2 | 8511 | 119
CO2 | 8512 | 119
CO2 | 8513 | 119
CO2 | 8514 | 195
CO2 | 8517 | 119
CO2 | 8519 | 119
CO2 | 8520 | 119
CO2 | 8522 | 119
CO2 | 8524 | 119
CO2 | 8525 | 119
CO2 | 8526 | 119
CO2 | 8527 | 119
CO2 | 8528 | 119
CO2 | 8530 | 119
CO2 | 8531 | 119
CO2 | 8532 | 119
CO2 | 8533 | 115
CO2 | 8536 | 119
CO2 | 8537 | 119
CO2 | 8538 | 205
CO2 | 8540 | 119
CO2 | 8541 | 119
CO2 | 8543 | 119
CO2 | 8544 | 119
CO2 | 8545 | 119
CO2 | 8546 | 119
CO2 | 8548 | 119
CO2 | 8549 | 119
CO2 | 8550 | 119
CO2 | 8551 | 119
CO2 | 8552 | 119
CO2 | 8553 | 195
CO2 | 8554 | 205
CO2 | 8555 | 205
CO2 | 8556 | 195
CO2 | 8557 | 119
CO2 | 8558 | 119
CO2 | 8559 | 119
CO2 | 8560 | 115
CO2 | 8562 | 119
CO2 | 8564 | 119
CO2 | 8565 | 119
CO2 | 8566 | 119
CO2 | 8568 | 119
CO2 | 8570 | 119
CO2 | 8571 | 119
CO2 | 8574 | 119
CO2 | 8575 | 119
CO2 | 8576 | 119
CO2 | 8577 | 119
CO2 | 8578 | 119
CO2 | 8579 | 119
CO2 | 8581 | 119
CO2 | 8582 | 119
CO2 | 8583 | 119
CO2 | 8584 | 119
CO2 | 8586 | 119
CO2 | 8587 | 119
CO2 | 8590 | 119
CO2 | 8602 | 119
CO2 | 8605 | 195
CO2 | 8606 | 195
CO2 | 8607 | 195
CO2 | 8609 | 195
CO2 | 8610 | 195
CO2 | 8612 | 119
CO2 | 8617 | 119
CO2 | 8625 | 119
CO2 | 8626 | 119
CO2 | 8627 | 119
CO2 | 8628 | 119
CO2 | 8629 | 119
CO2 | 8630 | 119
CO2 | 8634 | 119
CO2 | 8635 | 119
CO2 | 8637 | 119
CO2 | 8638 | 119
CO2 | 8639 | 119
CO2 | 8640 | 92
CO2 | 8641 | 205
CO2 | 8642 | 119
CO2 | 8646 | 119
CO2 | 8649 | 119
CO2 | 8651 | 119
CO2 | 8653 | 119
CO2 | 8655 | 119
CO2 | 8656 | 119
CO2 | 8657 | 119
CO2 | 8658 | 195
CO2 | 8663 | 119
CO2 | 8664 | 119
CO2 | 8665 | 115
CO2 | 8666 | 119
CO2 | 8668 | 119
CO2 | 8670 | 119
CO2 | 8671 | 119
CO2 | 8672 | 119
CO2 | 8673 | 119
CO2 | 8674 | 119
CO2 | 8675 | 195
CO2 | 8676 | 119
CO2 | 8677 | 119
CO2 | 8679 | 119
CO2 | 8680 | 119
CO2 | 8681 | 119
CO2 | 8682 | 119
CO2 | 8683 | 119
CO2 | 8686 | 119
CO2 | 8687 | 119
CO2 | 8691 | 119
CO2 | 8693 | 195
CO2 | 8695 | 119
CO2 | 8697 | 119
CO2 | 8702 | 119
CO2 | 8704 | 119
CO2 | 8705 | 195
CO2 | 8709 | 119
CO2 | 8722 | 195
CO2 | 8723 | 119
CO2 | 8725 | 119
CO2 | 8726 | 119
CO2 | 8742 | 195
CO2 | 8743 | 119
CO2 | 8745 | 119
CO2 | 8746 | 119
CO2 | 8747 | 161
CO2 | 8752 | 119
CO2 | 8761 | 195
CO2 | 8762 | 119
CO2 | 8763 | 119
CO2 | 8765 | 119
CO2 | 8768 | 119
CO2 | 8769 | 119
CO2 | 8770 | 119
CO2 | 8771 | 119
CO2 | 8774 | 119
CO2 | 8778 | 119
CO2 | 8781 | 119
CO2 | 8782 | 119
CO2 | 8784 | 119
CO2 | 8787 | 119
CO2 | 8794 | 119
CO2 | 8795 | 119
CO2 | 8798 | 119
CO2 | 8800 | 119
CO2 | 8802 | 119
CO2 | 8803 | 119
CO2 | 8804 | 119
CO2 | 8808 | 119
CO2 | 8809 | 118
CO2 | 8813 | 119
CO2 | 8817 | 119
CO2 | 8820 | 119
CO2 | 8832 | 119
CO2 | 8833 | 161
CO2 | 8847 | 119
CO2 | 8851 | 119
CO2 | 8853 | 119
CO2 | 8855 | 118
CO2 | 8859 | 119
CO2 | 8956 | 161
CO2 | 8957 | 161
CO2 | 8958 | 161
CO2 | 8959 | 119
CO2 | 8960 | 119
CO2 | 8985 | 195
CO2 | 8986 | 119
CO2 | 8987 | 119
CO2 | 8989 | 195
CO2 | 9000 | 119
CO2 | 9009 | 161
CO2 | 9011 | 119
CO2 | 9012 | 119
CO2 | 9013 | 119
CO2 | 9014 | 119
CO2 | 9021 | 119
CO2 | 9025 | 119
CO2 | 9032 | 118
CO2 | 9033 | 118
CO2 | 9035 | 119
CO2 | 9036 | 119
CO2 | 9038 | 119
CO2 | 9039 | 161
CO2 | 9041 | 119
CO2 | 9043 | 161
CO2 | 9048 | 161
CO2 | 9049 | 119
CO2 | 9050 | 119
CO2 | 9065 | 119
CO2 | 9066 | 161
CO2 | 9067 | 119
CO2 | 9068 | 118
CO2 | 9069 | 195
CO2 | 9071 | 161
CO2 | 9072 | 161
CO2 | 9073 | 161
CO2 | 9079 | 119
CO2 | 9080 | 118
CO2 | 9082 | 119
CO2 | 9084 | 195
CO2 | 9085 | 119
CO2 | 9086 | 119
CO2 | 9087 | 195
CO2 | 9089 | 119
CO2 | 9090 | 119
CO2 | 9092 | 119
CO2 | 9093 | 92
CO2 | 9094 | 119
CO2 | 9097 | 119
CO2 | 9099 | 119
CO2 | 9100 | 119
CO2 | 9102 | 119
CO2 | 9107 | 119
CO2 | 9110 | 119
CO2 | 9111 | 119
CO2 | 9116 | 161
CO2 | 9119 | 119
CO2 | 9120 | 119
CO2 | 9121 | 162
CO2 | 9122 | 162
CO2 | 9123 | 162
CO2 | 9124 | 162
CO2 | 9125 | 162
CO2 | 9128 | 118
CO2 | 9142 | 119
CO2 | 9147 | 119
CO2 | 9154 | 161
CO2 | 9155 | 119
CO2 | 9156 | 119
CO2 | 9161 | 119
CO2 | 9162 | 119
CO2 | 9163 | 119
CO2 | 9169 | 118
CO2 | 9174 | 119
CO2 | 9176 | 195
CO2 | 9177 | 161
CO2 | 9181 | 119
CO2 | 9184 | 118
CO2 | 9185 | 118
CO2 | 9187 | 119
CO2 | 9189 | 119
CO2 | 9190 | 119
CO2 | 9191 | 118
CO2 | 9193 | 119
CO2 | 9195 | 195
CO2 | 9199 | 215
CO2 | 9200 | 119
CO2 | 9207 | 209
CO2 | 9208 | 119
CO2 | 9210 | 118
CO2 | 9212 | 210
CO2 | 9214 | 118
CO2 | 9218 | 118
CO2 | 9219 | 119
CO2 | 9220 | 118
CO2 | 9223 | 161
CO2 | 9233 | 161
CO2 | 9234 | 161
CO2 | 9242 | 119
CO2 | 9243 | 119
CO2 | 9251 | 210
CO2 | 9271 | 119
CO2 | 9273 | 109
CO2 | 9276 | 118
CO2 | 9277 | 118
CO2 | 9278 | 119
CO2 | 9280 | 118
CO2 | 9281 | 215
CO2 | 9282 | 119
CO2 | 9288 | 119
CO2 | 9293 | 118
CO2 | 9294 | 118
CO2 | 9296 | 118
CO2 | 9308 | 118
CO2 | 9322 | 120
CO2 | 9326 | 161
CO2 | 9328 | 118
CO2 | 9329 | 118
CO2 | 9330 | 119
CO2 | 9335 | 119
CO2 | 9337 | 119
CO2 | 9356 | 118
CO2 | 9368 | 161
CO2 | 9371 | 119
CO2 | 9374 | 119
CO2 | 9376 | 209
CO2 | 9377 | 118
CO2 | 9378 | 92
CO2 | 9381 | 161
CO2 | 9382 | 119
CO2 | 9383 | 161
CO2 | 9390 | 161
CO2 | 9392 | 161
CO2 | 9393 | 161
CO2 | 9394 | 161
CO2 | 9395 | 161
CO2 | 9398 | 209
CO2 | 9401 | 195
CO2 | 9404 | 210
CO2 | 9406 | 161
CO2 | 9408 | 161
CO2 | 9409 | 161
CO2 | 9410 | 161
CO2 | 9413 | 161
CO2 | 9414 | 161
CO2 | 9415 | 161
CO2 | 9416 | 161
CO2 | 9417 | 161
CO2 | 9418 | 161
CO2 | 9419 | 161
CO2 | 9420 | 161
CO2 | 9421 | 161
CO2 | 9422 | 161
CO2 | 9423 | 161
CO2 | 9424 | 161
CO2 | 9425 | 161
CO2 | 9426 | 161
CO2 | 9427 | 161
CO2 | 9428 | 161
CO2 | 9430 | 161
CO2 | 9432 | 161
CO2 | 9433 | 161
CO2 | 9434 | 161
CO2 | 9442 | 131
CO2 | 9448 | 161
CO2 | 9455 | 119
CO2 | 9457 | 161
CO2 | 9459 | 119
CO2 | 9461 | 119
CO2 | 9467 | 119
CO2 | 9472 | 119
CO2 | 9479 | 119
CO2 | 9484 | 161
CO2 | 9485 | 118
CO2 | 9489 | 119
CO2 | 9490 | 119
CO2 | 9491 | 118
CO2 | 9492 | 118
CO2 | 9496 | 119
CO2 | 9500 | 119
CO2 | 9501 | 119
CO2 | 9502 | 119
CO2 | 9503 | 119
CO2 | 9504 | 119
CO2 | 9505 | 119
CO2 | 9507 | 118
CO2 | 9509 | 174
CO2 | 9510 | 118
CO2 | 9511 | 119
CO2 | 9512 | 119
CO2 | 9513 | 119
CO2 | 9514 | 119
CO2 | 9515 | 119
CO2 | 9516 | 119
CO2 | 9518 | 119
CO2 | 9520 | 119
CO2 | 9523 | 119
CO2 | 9524 | 119
CO2 | 9526 | 161
CO2 | 9529 | 119
CO2 | 9530 | 119
CO2 | 9531 | 119
CO2 | 9532 | 118
CO2 | 9533 | 119
CO2 | 9534 | 119
CO2 | 9536 | 119
CO2 | 9537 | 119
CO2 | 9538 | 119
CO2 | 9539 | 119
CO2 | 9540 | 119
CO2 | 9541 | 119
CO2 | 9543 | 119
CO2 | 9544 | 161
CO2 | 9555 | 92
CO2 | 9556 | 92
CO2 | 9559 | 119
CO2 | 9560 | 119
CO2 | 9562 | 119
CO2 | 9563 | 161
CO2 | 9564 | 195
CO2 | 9566 | 195
CO2 | 9628 | 161
CO2 | 9634 | 118
CO2 | 9637 | 118
CO2 | 9640 | 118
CO2 | 9641 | 118
CO2 | 9642 | 205
CO2 | 9647 | 118
CO2 | 9651 | 119
CO2 | 9657 | 118
CO2 | 9658 | 117
CO2 | 9660 | 119
CO2 | 9663 | 119
CO2 | 9671 | 118
CO2 | 9676 | 118
CO2 | 9679 | 119
CO2 | 9680 | 195
CO2 | 9686 | 118
CO2 | 9687 | 118
CO2 | 9690 | 119
CO2 | 9691 | 119
CO2 | 9692 | 119
CO2 | 9695 | 118
CO2 | 9698 | 119
CO2 | 9700 | 119
CO2 | 9701 | 119
CO2 | 9702 | 119
CO2 | 9703 | 119
CO2 | 9704 | 119
CO2 | 9705 | 119
CO2 | 9706 | 119
CO2 | 9708 | 195
CO2 | 9709 | 209
CO2 | 9710 | 119
CO2 | 9711 | 119
CO2 | 9715 | 118
CO2 | 9716 | 119
CO2 | 9719 | 119
CO2 | 9724 | 119
CO2 | 9725 | 209
CO2 | 9726 | 119
CO2 | 9728 | 233
CO2 | 9729 | 226
CO2 | 9730 | 92
CO2 | 9734 | 119
CO2 | 9737 | 118
CO2 | 9739 | 119
CO2 | 9740 | 119
CO2 | 9747 | 119
CO2 | 9748 | 119
CO2 | 9749 | 119
CO2 | 9750 | 161
CO2 | 9751 | 119
CO2 | 9752 | 161
CO2 | 9753 | 119
CO2 | 9755 | 195
CO2 | 9758 | 119
CO2 | 9759 | 119
CO2 | 9760 | 161
CO2 | 9762 | 205
CO2 | 9763 | 119
CO2 | 9764 | 119
CO2 | 9766 | 119
CO2 | 9767 | 119
CO2 | 9777 | 115
CO2 | 9778 | 119
CO2 | 9780 | 119
CO2 | 9784 | 161
CO2 | 9785 | 161
CO2 | 9786 | 161
CO2 | 9787 | 161
CO2 | 9789 | 119
CO2 | 9790 | 119
CO2 | 9791 | 161
CO2 | 9792 | 119
CO2 | 9797 | 119
CO2 | 9798 | 161
CO2 | 9799 | 161
CO2 | 9800 | 161
CO2 | 9802 | 161
CO2 | 9803 | 161
CO2 | 9805 | 161
CO2 | 9806 | 161
CO2 | 9807 | 161
CO2 | 9808 | 161
CO2 | 9809 | 161
CO2 | 9810 | 161
CO2 | 9811 | 161
CO2 | 9812 | 161
CO2 | 9821 | 161
CO2 | 9822 | 161
CO2 | 9829 | 118
CO2 | 9836 | 161
CO2 | 9837 | 161
CO2 | 9838 | 195
CO2 | 9839 | 195
CO2 | 9843 | 119
CO2 | 9846 | 161
CO2 | 9847 | 92
CO2 | 9848 | 161
CO2 | 9851 | 195
CO2 | 9852 | 119
CO2 | 9854 | 155
CO2 | 9855 | 117
CO2 | 9856 | 195
CO2 | 9857 | 195
CO2 | 9858 | 119
CO2 | 9863 | 115
CO2 | 9864 | 119
CO2 | 9866 | 119
CO2 | 9867 | 119
CO2 | 9868 | 119
CO2 | 9870 | 119
CO2 | 9871 | 92
CO2 | 9876 | 161
CO2 | 9877 | 115
CO2 | 9878 | 161
CO2 | 9884 | 155
CO2 | 9885 | 195
CO2 | 9886 | 119
CO2 | 9887 | 119
CO2 | 9888 | 119
CO2 | 9890 | 155
CO2 | 9892 | 115
CO2 | 9893 | 119
CO2 | 9894 | 117
CO2 | 9897 | 119
CO2 | 9898 | 119
CO2 | 9899 | 195
CO2 | 9900 | 205
CO2 | 9902 | 205
CO2 | 9903 | 155
CO2 | 9906 | 161
CO2 | 9909 | 205
CO2 | 9910 | 92
CO2 | 9911 | 195
CO2 | 9912 | 119
CO2 | 9913 | 119
CO2 | 9916 | 119
CO2 | 9918 | 119
CO2 | 9919 | 161
CO2 | 9920 | 161
CO2 | 9921 | 119
CO2 | 9923 | 119
CO2 | 9925 | 119
CO2 | 9926 | 119
CO2 | 9929 | 205
CO2 | 9930 | 119
CO2 | 9931 | 119
CO2 | 9934 | 119
CO2 | 9938 | 92
CO2 | 9940 | 119
CO2 | 9941 | 92
CO2 | 9942 | 119
CO2 | 9943 | 92
CO2 | 9945 | 161
CO2 | 9946 | 119
CO2 | 9947 | 205
CO2 | 9948 | 119
CO2 | 9949 | 119
CO2 | 9952 | 92
CO2 | 9953 | 119
CO2 | 9954 | 119
CO2 | 9956 | 147
CO2 | 9957 | 119
CO2 | 9958 | 205
CO2 | 9959 | 119
CO2 | 9960 | 118
CO2 | 9961 | 119
CO2 | 9963 | 119
CO2 | 9964 | 119
CO2 | 9966 | 119
CO2 | 9967 | 118
CO2 | 9968 | 119
CO2 | 9969 | 195
CO2 | 9971 | 119
CO2 | 9972 | 205
CO2 | 9973 | 119
CO2 | 9974 | 119
CO2 | 9975 | 119
CO2 | 9976 | 155
CO2 | 9977 | 119
CO2 | 9978 | 119
CO2 | 9979 | 119
CO2 | 9980 | 119
CO2 | 9981 | 119
CO2 | 9982 | 92
CO2 | 9985 | 195
CO2 | 9986 | 195
CO2 | 9987 | 119
CO2 | 9988 | 161
CO2 | 9989 | 161
CO2 | 9990 | 161
CO2 | 9991 | 213
CO2 | 9993 | 119
CO2 | 9994 | 119
CO2 | 9995 | 119
CO2 | 9996 | 161
CO2 | 9999 | 118
CO2 | 10001 | 119
CO2 | 10002 | 205
CO2 | 10005 | 119
CO2 | 10009 | 119
CO2 | 10015 | 161
CO2 | 10016 | 161
CO2 | 10019 | 119
CO2 | 10020 | 119
CO2 | 10021 | 119
CO2 | 10022 | 120
CO2 | 10023 | 161
CO2 | 10024 | 161
CO2 | 10025 | 119
CO2 | 10073 | 161
CO2 | 10077 | 119
CO2 | 10078 | 119
CO2 | 10080 | 119
CO2 | 10081 | 161
CO2 | 10083 | 119
CO2 | 10084 | 119
CO2 | 10085 | 195
CO2 | 10087 | 195
CO2 | 10089 | 119
CO2 | 10090 | 119
CO2 | 10091 | 119
CO2 | 10094 | 119
CO2 | 10095 | 92
CO2 | 10098 | 205
CO2 | 10099 | 161
CO2 | 10100 | 119
CO2 | 10102 | 119
CO2 | 10104 | 119
CO2 | 10105 | 119
CO2 | 10106 | 119
CO2 | 10107 | 119
CO2 | 10112 | 195
CO2 | 10113 | 119
CO2 | 10114 | 119
CO2 | 10115 | 119
CO2 | 10117 | 119
CO2 | 10120 | 119
CO2 | 10121 | 215
CO2 | 10158 | 118
CO2 | 10159 | 195
CO2 | 10161 | 119
CO2 | 10163 | 92
CO2 | 10165 | 119
CO2 | 10166 | 161
CO2 | 10167 | 126
CO2 | 10171 | 119
CO2 | 10172 | 161
CO2 | 10175 | 161
CO2 | 10181 | 119
CO2 | 10182 | 161
CO2 | 10183 | 161
CO2 | 10184 | 119
CO2 | 10185 | 119
CO2 | 10186 | 161
CO2 | 10188 | 195
CO2 | 10189 | 161
CO2 | 10190 | 161
CO2 | 10191 | 161
CO2 | 10192 | 119
CO2 | 10194 | 161
CO2 | 10195 | 161
CO2 | 10197 | 161
CO2 | 10198 | 161
CO2 | 10199 | 161
CO2 | 10200 | 161
CO2 | 10201 | 161
CO2 | 10202 | 161
CO2 | 10209 | 161
CO2 | 10212 | 119
CO2 | 10215 | 161
CO2 | 10216 | 119
CO2 | 10217 | 161
CO2 | 10219 | 119
CO2 | 10220 | 161
CO2 | 10221 | 161
CO2 | 10222 | 161
CO2 | 10223 | 161
CO2 | 10225 | 161
CO2 | 10226 | 161
CO2 | 10227 | 161
CO2 | 10229 | 161
CO2 | 10230 | 161
CO2 | 10231 | 161
CO2 | 10232 | 161
CO2 | 10233 | 119
CO2 | 10236 | 161
CO2 | 10237 | 161
CO2 | 10238 | 161
CO2 | 10239 | 161
CO2 | 10241 | 120
CO2 | 10242 | 161
CO2 | 10243 | 161
CO2 | 10245 | 118
CO2 | 10246 | 118
CO2 | 10248 | 119
CO2 | 10251 | 119
CO2 | 10253 | 119
CO2 | 10260 | 119
CO2 | 10264 | 119
CO2 | 10265 | 118
CO2 | 10267 | 119
CO2 | 10268 | 195
CO2 | 10274 | 119
CO2 | 10275 | 119
CO2 | 10277 | 161
CO2 | 10278 | 161
CO2 | 10280 | 195
CO2 | 10285 | 161
CO2 | 10286 | 119
CO2 | 10289 | 119
CO2 | 10294 | 119
CO2 | 10297 | 119
CO2 | 10298 | 119
CO2 | 10299 | 205
CO2 | 10302 | 195
CO2 | 10303 | 119
CO2 | 10304 | 119
CO2 | 10307 | 119
CO2 | 10308 | 119
CO2 | 10309 | 161
CO2 | 10311 | 119
CO2 | 10315 | 161
CO2 | 10316 | 161
CO2 | 10318 | 119
CO2 | 10321 | 161
CO2 | 10322 | 119
CO2 | 10324 | 161
CO2 | 10326 | 161
CO2 | 10329 | 161
CO2 | 10331 | 209
CO2 | 10332 | 209
CO2 | 10333 | 209
CO2 | 10334 | 209
CO2 | 10335 | 209
CO2 | 10336 | 209
CO2 | 10337 | 209
CO2 | 10338 | 209
CO2 | 10339 | 209
CO2 | 10341 | 119
CO2 | 10344 | 206
CO2 | 10345 | 206
CO2 | 10346 | 118
CO2 | 10347 | 119
CO2 | 10348 | 118
CO2 | 10354 | 119
CO2 | 10355 | 119
CO2 | 10356 | 118
CO2 | 10357 | 118
CO2 | 10358 | 118
CO2 | 10364 | 119
CO2 | 10365 | 118
CO2 | 10366 | 118
CO2 | 10367 | 118
CO2 | 10368 | 118
CO2 | 10369 | 195
CO2 | 10370 | 118
CO2 | 10371 | 120
CO2 | 10372 | 119
CO2 | 10461 | 195
CO2 | 10462 | 195
CO2 | 10463 | 195
CO2 | 10464 | 195
CO2 | 10465 | 195
CO2 | 10466 | 195
CO2 | 10467 | 195
CO2 | 10468 | 195
CO2 | 10469 | 119
CO2 | 10471 | 195
CO2 | 10472 | 119
CO2 | 10473 | 195
CO2 | 10474 | 195
CO2 | 10475 | 119
CO2 | 10476 | 119
CO2 | 10477 | 119
CO2 | 10479 | 195
CO2 | 10481 | 119
CO2 | 10482 | 119
CO2 | 10483 | 119
CO2 | 10484 | 119
CO2 | 10485 | 119
CO2 | 10486 | 119
CO2 | 10487 | 119
CO2 | 10488 | 119
CO2 | 10489 | 119
CO2 | 10491 | 195
CO2 | 10492 | 119
CO2 | 10493 | 119
CO2 | 10494 | 119
CO2 | 10495 | 119
CO2 | 10496 | 119
CO2 | 10497 | 119
CO2 | 10520 | 164
CO2 | 10522 | 119
CO2 | 10525 | 162
CO2 | 10527 | 119
CO2 | 10528 | 119
CO2 | 10530 | 195
CO2 | 10533 | 119
CO2 | 10536 | 119
CO2 | 10537 | 119
CO2 | 10538 | 118
CO2 | 10539 | 119
CO2 | 10540 | 119
CO2 | 10541 | 119
CO2 | 10542 | 119
CO2 | 10543 | 118
CO2 | 10544 | 119
CO2 | 10545 | 119
CO2 | 10546 | 119
CO2 | 10547 | 161
CO2 | 10548 | 161
CO2 | 10549 | 161
CO2 | 10550 | 161
CO2 | 10551 | 119
CO2 | 10552 | 118
CO2 | 10553 | 119
CO2 | 10554 | 161
CO2 | 10555 | 118
CO2 | 10556 | 161
CO2 | 10557 | 161
CO2 | 10558 | 119
CO2 | 10559 | 161
CO2 | 10560 | 209
CO2 | 10561 | 119
CO2 | 10562 | 119
CO2 | 10593 | 118
CO2 | 10594 | 206
CO2 | 10595 | 118
CO2 | 10596 | 119
CO2 | 10598 | 115
CO2 | 10601 | 119
CO2 | 10602 | 119
CO2 | 10603 | 161
CO2 | 10604 | 161
CO2 | 10605 | 119
CO2 | 10606 | 119
CO2 | 10607 | 120
CO2 | 10608 | 161
CO2 | 10609 | 162
CO2 | 10610 | 119
CO2 | 10611 | 161
CO2 | 10612 | 92
CO2 | 10614 | 161
CO2 | 10616 | 161
CO2 | 10617 | 118
CO2 | 10618 | 115
CO2 | 10619 | 118
CO2 | 10621 | 131
CO2 | 10622 | 161
CO2 | 10623 | 118
CO2 | 10624 | 92
CO2 | 10626 | 161
CO2 | 10627 | 205
CO2 | 10628 | 161
CO2 | 10629 | 161
CO2 | 10630 | 161
CO2 | 10631 | 161
CO2 | 10632 | 147
CO2 | 10633 | 161
CO2 | 10634 | 119
CO2 | 10635 | 92
CO2 | 10636 | 161
CO2 | 10637 | 119
CO2 | 10638 | 161
CO2 | 10639 | 161
CO2 | 10640 | 161
CO2 | 10642 | 122
CO2 | 10643 | 161
CO2 | 10644 | 119
CO2 | 10645 | 195
CO2 | 10646 | 119
CO2 | 10647 | 119
CO2 | 10648 | 119
CO2 | 10649 | 118
CO2 | 10650 | 118
CO2 | 10651 | 119
CO2 | 10652 | 119
CO2 | 10653 | 119
CO2 | 10654 | 119
CO2 | 10655 | 205
CO2 | 10656 | 209
CO2 | 10657 | 119
CO2 | 10658 | 119
CO2 | 10659 | 119
CO2 | 10662 | 119
CO2 | 10664 | 195
CO2 | 10665 | 119
CO2 | 10666 | 161
CO2 | 10667 | 161
CO2 | 10668 | 119
CO2 | 10670 | 119
CO2 | 10672 | 119
CO2 | 10677 | 119
CO2 | 10678 | 119
CO2 | 10679 | 195
CO2 | 10776 | 119
CO2 | 10791 | 119
CO2 | 10792 | 119
CO2 | 10793 | 119
CO2 | 10794 | 118
CO2 | 10795 | 119
CO2 | 10796 | 119
CO2 | 10798 | 118
CO2 | 10799 | 210
CO2 | 10800 | 210
CO2 | 10801 | 119
CO2 | 10803 | 120
CO2 | 10804 | 118
CO2 | 10805 | 118
CO2 | 10806 | 119
CO2 | 10807 | 119
CO2 | 10808 | 119
CO2 | 10809 | 119
CO2 | 10810 | 118
CO2 | 10811 | 162
CO2 | 10812 | 119
CO2 | 10813 | 119
CO2 | 10814 | 119
CO2 | 10815 | 119
CO2 | 10816 | 119
CO2 | 10818 | 205
CO2 | 10819 | 203
CO2 | 10820 | 118
CO2 | 10821 | 118
CO2 | 10822 | 119
CO2 | 10823 | 119
CO2 | 10826 | 118
CO2 | 10830 | 260
CO2 | 10837 | 210
CO2 | 10838 | 205
CO2 | 10839 | 118
CO2 | 10840 | 118
CO2 | 10843 | 118
CO2 | 10847 | 119
CO2 | 10851 | 119
CO2 | 10853 | 119
CO2 | 10854 | 119
CO2 | 10859 | 195
CO2 | 10860 | 119
CO2 | 10861 | 195
CO2 | 10864 | 119
CO2 | 10865 | 119
CO2 | 10868 | 195
CO2 | 10869 | 119
CO2 | 10871 | 119
CO2 | 10875 | 206
CO2 | 10879 | 119
CO2 | 10881 | 119
CO2 | 10883 | 119
CO2 | 10886 | 118
CO2 | 10887 | 119
CO2 | 10888 | 119
CO2 | 10892 | 119
CO2 | 10894 | 119
CO2 | 10895 | 119
CO2 | 10896 | 119
CO2 | 10899 | 119
CO2 | 10902 | 119
CO2 | 10903 | 209
CO2 | 10905 | 119
CO2 | 10907 | 119
CO2 | 10908 | 118
CO2 | 10911 | 119
CO2 | 10920 | 119
CO2 | 10922 | 119
CO2 | 10923 | 119
CO2 | 10924 | 119
CO2 | 10925 | 119
CO2 | 10926 | 119
CO2 | 10927 | 119
CO2 | 10932 | 119
CO2 | 10933 | 119
CO2 | 10934 | 209
CO2 | 10935 | 120
CO2 | 10936 | 161
CO2 | 10937 | 155
CO2 | 10938 | 155
CO2 | 10940 | 119
CO2 | 10941 | 161
CO2 | 10943 | 92
CO2 | 10945 | 195
CO2 | 10946 | 119
CO2 | 10948 | 162
CO2 | 10953 | 119
CO2 | 10954 | 161
CO2 | 10955 | 119
CO2 | 10956 | 155
CO2 | 10958 | 195
CO2 | 10960 | 119
CO2 | 10961 | 195
CO2 | 10962 | 92
CO2 | 10963 | 118
CO2 | 10964 | 119
CO2 | 10968 | 119
CO2 | 10969 | 206
CO2 | 10970 | 195
CO2 | 10971 | 131
CO2 | 10973 | 119
CO2 | 10974 | 195
CO2 | 10975 | 161
CO2 | 10976 | 119
CO2 | 10977 | 161
CO2 | 10979 | 161
CO2 | 10981 | 161
CO2 | 10982 | 195
CO2 | 10983 | 161
CO2 | 10984 | 118
CO2 | 10985 | 119
CO2 | 10986 | 119
CO2 | 10987 | 119
CO2 | 10988 | 119
CO2 | 10989 | 161
CO2 | 10990 | 92
CO2 | 10992 | 161
CO2 | 10993 | 119
CO2 | 10995 | 161
CO2 | 10996 | 131
CO2 | 10997 | 131
CO2 | 10999 | 115
CO2 | 11001 | 210
CO2 | 11003 | 161
CO2 | 11004 | 161
CO2 | 11005 | 161
CO2 | 11006 | 210
CO2 | 11007 | 161
CO2 | 11008 | 161
CO2 | 11009 | 119
CO2 | 11010 | 210
CO2 | 11011 | 210
CO2 | 11012 | 161
CO2 | 11013 | 119
CO2 | 11014 | 119
CO2 | 11016 | 161
CO2 | 11017 | 131
CO2 | 11018 | 119
CO2 | 11019 | 119
CO2 | 11020 | 119
CO2 | 11021 | 119
CO2 | 11022 | 161
CO2 | 11023 | 122
CO2 | 11024 | 119
CO2 | 11025 | 119
CO2 | 11026 | 210
CO2 | 11027 | 161
CO2 | 11028 | 161
CO2 | 11029 | 119
CO2 | 11030 | 161
CO2 | 11031 | 161
CO2 | 11032 | 119
CO2 | 11033 | 209
CO2 | 11034 | 119
CO2 | 11035 | 119
CO2 | 11036 | 161
CO2 | 11037 | 161
CO2 | 11038 | 119
CO2 | 11039 | 118
CO2 | 11040 | 118
CO2 | 11041 | 161
CO2 | 11042 | 119
CO2 | 11043 | 119
CO2 | 11044 | 209
CO2 | 11045 | 161
CO2 | 11046 | 161
CO2 | 11047 | 119
CO2 | 11048 | 161
CO2 | 11049 | 161
CO2 | 11050 | 119
CO2 | 11051 | 161
CO2 | 11052 | 161
CO2 | 11054 | 119
CO2 | 11057 | 119
CO2 | 11058 | 119
CO2 | 11059 | 209
CO2 | 11060 | 161
CO2 | 11061 | 119
CO2 | 11062 | 161
CO2 | 11064 | 92
CO2 | 11065 | 119
CO2 | 11066 | 120
CO2 | 11067 | 162
CO2 | 11068 | 118
CO2 | 11069 | 119
CO2 | 11070 | 119
CO2 | 11071 | 119
CO2 | 11072 | 119
CO2 | 11074 | 119
CO2 | 11075 | 92
CO2 | 11076 | 205
CO2 | 11077 | 119
CO2 | 11078 | 161
CO2 | 11079 | 119
CO2 | 11080 | 205
CO2 | 11081 | 117
CO2 | 11082 | 119
CO2 | 11083 | 195
CO2 | 11084 | 118
CO2 | 11085 | 118
CO2 | 11088 | 119
CO2 | 11089 | 119
CO2 | 11090 | 119
CO2 | 11091 | 119
CO2 | 11096 | 119
CO2 | 11101 | 208
CO2 | 11102 | 119
CO2 | 11103 | 122
CO2 | 11105 | 161
CO2 | 11107 | 118
CO2 | 11109 | 118
CO2 | 11110 | 119
CO2 | 11113 | 195
CO2 | 11116 | 119
CO2 | 11120 | 119
CO2 | 11121 | 119
CO2 | 11126 | 119
CO2 | 11127 | 119
CO2 | 11128 | 211
CO2 | 11129 | 118
CO2 | 11130 | 206
CO2 | 11131 | 118
CO2 | 11132 | 119
CO2 | 11133 | 161
CO2 | 11134 | 119
CO2 | 11135 | 119
CO2 | 11136 | 209
CO2 | 11137 | 205
CO2 | 11138 | 195
CO2 | 11140 | 209
CO2 | 11142 | 209
CO2 | 11143 | 209
CO2 | 11145 | 161
CO2 | 11146 | 205
NOX | 1 | 0.203
NOX | 6 | 0.583
NOX | 7 | 0.772
NOX | 8 | 0.772
NOX | 10 | 0.574
NOX | 14 | 0.175
NOX | 15 | 0.175
NOX | 16 | 0.574
NOX | 17 | 0.166
NOX | 20 | 0.145
NOX | 21 | 0.12
NOX | 23 | 0.356
NOX | 24 | 0.75
NOX | 25 | 0.75
NOX | 26 | 0.15
NOX | 28 | 0.23
NOX | 32 | 0.319
NOX | 37 | 0.75
NOX | 39 | 0.75
NOX | 41 | 0.75
NOX | 45 | 0.75
NOX | 46 | 0.75
NOX | 54 | 0.75
NOX | 55 | 0.75
NOX | 56 | 0.75
NOX | 57 | 0.356
NOX | 58 | 0.75
NOX | 62 | 0.145
NOX | 67 | 0.656
NOX | 68 | 0.09
NOX | 70 | 0.574
NOX | 71 | 0.75
NOX | 75 | 0.75
NOX | 76 | 0.75
NOX | 81 | 0.75
NOX | 82 | 0.75
NOX | 85 | 0.5482
NOX | 87 | 0.15
NOX | 89 | 0.171
NOX | 90 | 0.75
NOX | 91 | 0.75
NOX | 92 | 0.1057
NOX | 94 | 0.1057
NOX | 95 | 0.1057
NOX | 96 | 0.1057
NOX | 97 | 0.75
NOX | 100 | 0.75
NOX | 110 | 0.75
NOX | 111 | 0.75
NOX | 113 | 0.15
NOX | 114 | 0.15
NOX | 117 | 0.15
NOX | 118 | 0.15
NOX | 119 | 0.15
NOX | 121 | 0.15
NOX | 126 | 0.75
NOX | 127 | 0.75
NOX | 128 | 0.75
NOX | 142 | 0.75
NOX | 145 | 0.37413
NOX | 154 | 0.022
NOX | 155 | 0.35893
NOX | 157 | 0.1366
NOX | 158 | 0.574
NOX | 161 | 0.15
NOX | 162 | 0.75
NOX | 165 | 0.2787
NOX | 168 | 0.621
NOX | 169 | 0.564
NOX | 171 | 0.538
NOX | 173 | 0.606
NOX | 175 | 0.32
NOX | 181 | 0.75
NOX | 182 | 0.205
NOX | 183 | 0.75
NOX | 185 | 0.15
NOX | 187 | 0.166
NOX | 188 | 0.166
NOX | 189 | 0.166
NOX | 190 | 0.166
NOX | 191 | 0.225
NOX | 192 | 0.63447
NOX | 196 | 0.3115
NOX | 197 | 0.3115
NOX | 198 | 0.3115
NOX | 199 | 0.2508
NOX | 200 | 0.3689
NOX | 207 | 0.225
NOX | 208 | 0.225
NOX | 212 | 0.75
NOX | 213 | 0.356
NOX | 215 | 0.22572
NOX | 224 | 0.75
NOX | 225 | 0.09305
NOX | 226 | 0.75
NOX | 227 | 0.75
NOX | 228 | 0.75
NOX | 232 | 0.75
NOX | 233 | 0.75
NOX | 238 | 0.75
NOX | 250 | 0.149
NOX | 251 | 0.096
NOX | 254 | 0.75
NOX | 272 | 0.356
NOX | 273 | 0.1379
NOX | 274 | 0.89793
NOX | 275 | 0.1379
NOX | 280 | 0.574
NOX | 281 | 0.63634
NOX | 282 | 0.63393
NOX | 283 | 0.59978
NOX | 284 | 0.62898
NOX | 292 | 0.75
NOX | 297 | 0.15
NOX | 301 | 0.75
NOX | 302 | 0.15
NOX | 303 | 0.75
NOX | 304 | 0.15
NOX | 310 | 0.8
NOX | 311 | 0.8
NOX | 312 | 0.8
NOX | 313 | 0.8
NOX | 322 | 0.75
NOX | 323 | 0.20628
NOX | 324 | 0.21
NOX | 325 | 0.323
NOX | 326 | 0.75
NOX | 327 | 0.75
NOX | 328 | 0.75
NOX | 329 | 0.75
NOX | 330 | 0.03553
NOX | 333 | 0.75
NOX | 335 | 0.75
NOX | 336 | 0.75
NOX | 337 | 0.09
NOX | 341 | 0.75
NOX | 342 | 0.20367
NOX | 343 | 0.75
NOX | 344 | 0.75
NOX | 347 | 0.0292
NOX | 349 | 0.75
NOX | 350 | 0.75
NOX | 351 | 0.75
NOX | 352 | 0.75
NOX | 353 | 1.2
NOX | 356 | 0.75
NOX | 357 | 0.23
NOX | 359 | 0.062
NOX | 360 | 0.15
NOX | 361 | 0.15
NOX | 364 | 0.574
NOX | 365 | 0.08396
NOX | 366 | 0.09666
NOX | 381 | 0.75
NOX | 383 | 0.15
NOX | 384 | 0.23
NOX | 386 | 0.75
NOX | 387 | 0.75
NOX | 390 | 0.8787
NOX | 402 | 1.5
NOX | 403 | 1.5
NOX | 411 | 1.1998
NOX | 412 | 1.1998
NOX | 413 | 1.1999
NOX | 414 | 1.1999
NOX | 415 | 0.75
NOX | 417 | 0.75
NOX | 418 | 0.75
NOX | 419 | 0.75
NOX | 420 | 0.75
NOX | 421 | 0.75
NOX | 427 | 0.15
NOX | 428 | 0.75
NOX | 429 | 0.75
NOX | 430 | 0.75
NOX | 431 | 0.75
NOX | 432 | 0.12
NOX | 439 | 0.75
NOX | 440 | 0.0241
NOX | 441 | 0.0241
NOX | 442 | 0.0241
NOX | 443 | 0.0241
NOX | 445 | 0.1656
NOX | 447 | 0.1656
NOX | 448 | 0.1656
NOX | 449 | 0.75
NOX | 450 | 0.75
NOX | 451 | 0.15
NOX | 452 | 0.15
NOX | 463 | 0.171
NOX | 464 | 0.171
NOX | 467 | 0.884
NOX | 468 | 0.884
NOX | 469 | 0.319
NOX | 470 | 0.319
NOX | 471 | 0.319
NOX | 472 | 0.457
NOX | 473 | 0.365
NOX | 474 | 0.365
NOX | 475 | 0.365
NOX | 476 | 0.365
NOX | 477 | 0.365
NOX | 482 | 0.54683
NOX | 485 | 0.75
NOX | 486 | 0.75
NOX | 488 | 0.356
NOX | 491 | 0.347
NOX | 494 | 0.203
NOX | 502 | 0.75
NOX | 503 | 0.75
NOX | 504 | 0.75
NOX | 505 | 0.75
NOX | 506 | 0.75
NOX | 507 | 0.75
NOX | 508 | 0.75
NOX | 509 | 0.75
NOX | 510 | 0.75
NOX | 514 | 0.356
NOX | 524 | 0.23
NOX | 526 | 0.356
NOX | 530 | 0.093
NOX | 531 | 0.15
NOX | 532 | 0.75
NOX | 534 | 0.15
NOX | 536 | 0.15
NOX | 537 | 0.15
NOX | 538 | 0.15
NOX | 539 | 0.15
NOX | 540 | 0.15
NOX | 541 | 0.233
NOX | 542 | 0.75
NOX | 543 | 0.75
NOX | 544 | 0.15
NOX | 545 | 0.15
NOX | 546 | 0.356
NOX | 547 | 0.356
NOX | 549 | 0.15
NOX | 550 | 0.203
NOX | 563 | 0.093
NOX | 571 | 0.75
NOX | 572 | 0.75
NOX | 573 | 0.75
NOX | 574 | 0.155
NOX | 575 | 0.155
NOX | 576 | 0.155
NOX | 581 | 0.1
NOX | 582 | 0.1
NOX | 583 | 0.75
NOX | 584 | 0.1
NOX | 588 | 0.2202
NOX | 589 | 0.2202
NOX | 599 | 0.203
NOX | 601 | 0.75
NOX | 602 | 0.155
NOX | 606 | 0.15
NOX | 609 | 0.15
NOX | 612 | 0.15299
NOX | 613 | 0.152
NOX | 614 | 0.152
NOX | 615 | 0.152
NOX | 616 | 0.15
NOX | 617 | 0.574
NOX | 618 | 0.884
NOX | 621 | 0.574
NOX | 622 | 0.574
NOX | 623 | 0.574
NOX | 624 | 0.15
NOX | 625 | 0.15
NOX | 626 | 0.15
NOX | 627 | 0.75
NOX | 628 | 0.75
NOX | 629 | 0.75
NOX | 630 | 0.75
NOX | 631 | 0.75
NOX | 632 | 0.75
NOX | 633 | 0.14796
NOX | 634 | 0.28303
NOX | 635 | 0.28308
NOX | 636 | 0.75
NOX | 645 | 0.27189
NOX | 646 | 0.1063
NOX | 647 | 0.10165
NOX | 652 | 0.574
NOX | 653 | 0.1549
NOX | 654 | 0.1549
NOX | 655 | 0.1549
NOX | 656 | 0.1549
NOX | 657 | 0.15424
NOX | 658 | 0.1549
NOX | 659 | 0.15798
NOX | 660 | 0.1297
NOX | 661 | 0.205
NOX | 663 | 0.1297
NOX | 667 | 0.094
NOX | 668 | 0.094
NOX | 669 | 0.094
NOX | 670 | 0.8
NOX | 671 | 0.8
NOX | 672 | 0.8
NOX | 675 | 0.15
NOX | 679 | 0.75
NOX | 681 | 0.75
NOX | 682 | 0.75
NOX | 687 | 0.75
NOX | 688 | 0.75
NOX | 689 | 0.75
NOX | 690 | 0.1436
NOX | 692 | 0.356
NOX | 694 | 0.75
NOX | 695 | 0.75
NOX | 696 | 0.75
NOX | 697 | 0.75
NOX | 698 | 0.75
NOX | 709 | 0.337
NOX | 714 | 1.1998
NOX | 715 | 1.1998
NOX | 718 | 0.574
NOX | 719 | 0.574
NOX | 722 | 0.13058
NOX | 724 | 0.116
NOX | 728 | 0.12
NOX | 729 | 0.75
NOX | 735 | 0.203
NOX | 736 | 0.75
NOX | 737 | 0.75
NOX | 738 | 0.75
NOX | 739 | 0.15
NOX | 741 | 0.75
NOX | 745 | 0.15
NOX | 747 | 0.15
NOX | 749 | 0.15
NOX | 753 | 0.75
NOX | 754 | 0.75
NOX | 756 | 0.15
NOX | 764 | 0.19
NOX | 768 | 0.75
NOX | 770 | 0.15256
NOX | 771 | 0.2254
NOX | 772 | 0.2529
NOX | 773 | 0.2254
NOX | 776 | 0.16359
NOX | 780 | 0.5
NOX | 781 | 0.347
NOX | 782 | 0.347
NOX | 786 | 0.71202
NOX | 787 | 0.75204
NOX | 788 | 0.712
NOX | 793 | 0.18329
NOX | 802 | 0.15
NOX | 804 | 0.8555
NOX | 810 | 0.2788
NOX | 811 | 0.2788
NOX | 812 | 0.75
NOX | 813 | 0.233
NOX | 816 | 0.75
NOX | 817 | 0.75
NOX | 824 | 0.214
NOX | 836 | 0.75
NOX | 837 | 0.4937
NOX | 839 | 0.574
NOX | 840 | 0.64509
NOX | 841 | 0.63725
NOX | 842 | 0.31517
NOX | 846 | 0.574
NOX | 854 | 0.061
NOX | 862 | 0.7243
NOX | 867 | 0.75
NOX | 868 | 0.75
NOX | 869 | 0.75
NOX | 870 | 0.75
NOX | 871 | 0.75
NOX | 872 | 0.75
NOX | 875 | 0.2014
NOX | 876 | 0.75
NOX | 877 | 0.75
NOX | 879 | 0.75
NOX | 880 | 0.75
NOX | 881 | 0.75
NOX | 882 | 0.75
NOX | 883 | 0.75
NOX | 884 | 0.75
NOX | 885 | 0.75
NOX | 893 | 0.75
NOX | 895 | 0.15
NOX | 897 | 0.072
NOX | 903 | 0.75
NOX | 904 | 0.184
NOX | 914 | 0.166
NOX | 915 | 0.75
NOX | 925 | 0.75
NOX | 931 | 0.2108
NOX | 933 | 0.093
NOX | 936 | 0.1
NOX | 938 | 0.14
NOX | 939 | 0.01772
NOX | 940 | 0.472
NOX | 942 | 0.1917
NOX | 943 | 0.488
NOX | 951 | 0.75
NOX | 952 | 0.75
NOX | 954 | 0.574
NOX | 955 | 0.574
NOX | 962 | 0.75
NOX | 963 | 0.166
NOX | 964 | 0.574
NOX | 965 | 0.75
NOX | 966 | 0.75
NOX | 967 | 0.75
NOX | 968 | 0.189
NOX | 969 | 0.189
NOX | 970 | 0.189
NOX | 971 | 0.75
NOX | 978 | 0.1
NOX | 983 | 0.4702
NOX | 984 | 0.48812
NOX | 989 | 0.13408
NOX | 992 | 0.145
NOX | 995 | 0.75
NOX | 997 | 0.17
NOX | 999 | 0.254
NOX | 1005 | 0.23
NOX | 1008 | 0.75
NOX | 1030 | 0.75
NOX | 1031 | 0.75
NOX | 1032 | 0.75
NOX | 1038 | 0.319
NOX | 1039 | 0.319
NOX | 1040 | 0.319
NOX | 1041 | 0.319
NOX | 1046 | 0.75
NOX | 1058 | 0.214
NOX | 1060 | 0.214
NOX | 1064 | 0.39722
NOX | 1065 | 0.1158
NOX | 1068 | 0.462
NOX | 1069 | 0.462
NOX | 1070 | 0.75
NOX | 1073 | 0.75
NOX | 1074 | 0.75
NOX | 1084 | 0.75
NOX | 1087 | 0.75
NOX | 1097 | 0.75
NOX | 1098 | 0.75
NOX | 1099 | 0.75
NOX | 1101 | 0.75
NOX | 1103 | 0.75
NOX | 1104 | 0.75
NOX | 1105 | 0.15
NOX | 1106 | 0.75
NOX | 1112 | 0.15
NOX | 1113 | 0.15
NOX | 1114 | 0.15
NOX | 1116 | 0.75
NOX | 1120 | 0.356
NOX | 1121 | 0.75
NOX | 1122 | 0.37695
NOX | 1123 | 0.37787
NOX | 1127 | 0.314
NOX | 1128 | 0.314
NOX | 1140 | 0.3526
NOX | 1141 | 0.70006
NOX | 1142 | 0.74527
NOX | 1144 | 0.691
NOX | 1145 | 0.75
NOX | 1146 | 0.75
NOX | 1153 | 0.2004
NOX | 1154 | 0.2004
NOX | 1161 | 0.093
NOX | 1173 | 0.15
NOX | 1176 | 0.75
NOX | 1178 | 0.75
NOX | 1179 | 0.75
NOX | 1181 | 0.75
NOX | 1182 | 0.75
NOX | 1193 | 0.412
NOX | 1197 | 0.48559
NOX | 1203 | 0.25083
NOX | 1204 | 0.15
NOX | 1205 | 0.6004
NOX | 1214 | 0.75
NOX | 1215 | 0.15
NOX | 1216 | 0.15
NOX | 1217 | 0.75
NOX | 1220 | 0.574
NOX | 1229 | 0.75
NOX | 1230 | 0.75
NOX | 1231 | 0.75
NOX | 1232 | 0.75
NOX | 1233 | 1.2
NOX | 1243 | 0.145
NOX | 1244 | 1.2
NOX | 1245 | 1.2
NOX | 1246 | 1.2
NOX | 1247 | 1.2
NOX | 1251 | 0.26859
NOX | 1256 | 0.103
NOX | 1257 | 0.1083
NOX | 1258 | 0.574
NOX | 1259 | 0.15
NOX | 1260 | 0.75
NOX | 1261 | 0.314
NOX | 1262 | 0.75
NOX | 1263 | 0.75
NOX | 1264 | 0.75
NOX | 1265 | 0.75
NOX | 1266 | 0.15
NOX | 1267 | 0.15
NOX | 1268 | 0.314
NOX | 1269 | 0.75
NOX | 1277 | 0.574
NOX | 1278 | 0.75
NOX | 1279 | 0.09
NOX | 1287 | 0.574
NOX | 1288 | 0.15
NOX | 1289 | 0.75
NOX | 1290 | 0.75
NOX | 1291 | 0.75
NOX | 1293 | 0.347
NOX | 1296 | 0.356
NOX | 1299 | 0.6556
NOX | 1300 | 0.6556
NOX | 1309 | 0.75
NOX | 1311 | 0.093
NOX | 1312 | 0.75
NOX | 1313 | 0.75
NOX | 1314 | 0.75
NOX | 1315 | 0.75
NOX | 1322 | 0.43973
NOX | 1328 | 0.15
NOX | 1338 | 0.75
NOX | 1339 | 0.75
NOX | 1347 | 0.75
NOX | 1360 | 0.75
NOX | 1361 | 0.75
NOX | 1362 | 0.75
NOX | 1363 | 0.314
NOX | 1364 | 0.314
NOX | 1365 | 0.314
NOX | 1366 | 0.314
NOX | 1367 | 0.75
NOX | 1368 | 0.166
NOX | 1376 | 0.75
NOX | 1377 | 0.75
NOX | 1379 | 0.3597
NOX | 1381 | 0.3597
NOX | 1383 | 0.3597
NOX | 1385 | 0.3597
NOX | 1402 | 0.5866
NOX | 1411 | 0.321
NOX | 1413 | 0.356
NOX | 1414 | 0.0421
NOX | 1415 | 0.0421
NOX | 1416 | 0.15
NOX | 1420 | 0.75
NOX | 1423 | 0.15
NOX | 1424 | 0.15
NOX | 1429 | 0.143
NOX | 1430 | 0.16
NOX | 1431 | 0.25014
NOX | 1432 | 0.25454
NOX | 1433 | 0.09168
NOX | 1434 | 0.4
NOX | 1435 | 0.16991
NOX | 1436 | 0.1476
NOX | 1437 | 0.138
NOX | 1442 | 0.75
NOX | 1443 | 0.15
NOX | 1444 | 0.75
NOX | 1445 | 0.15
NOX | 1447 | 0.152
NOX | 1448 | 0.13794
NOX | 1452 | 0.15
NOX | 1453 | 0.75
NOX | 1456 | 0.203
NOX | 1459 | 0.75
NOX | 1461 | 0.462
NOX | 1462 | 0.462
NOX | 1463 | 0.75
NOX | 1464 | 0.401
NOX | 1465 | 0.44
NOX | 1467 | 0.4749
NOX | 1469 | 0.75
NOX | 1471 | 0.75
NOX | 1472 | 0.75
NOX | 1473 | 0.75
NOX | 1475 | 0.106
NOX | 1490 | 0.09
NOX | 1491 | 1.2002
NOX | 1492 | 0.4322
NOX | 1494 | 0.75
NOX | 1495 | 0.75
NOX | 1496 | 0.75
NOX | 1497 | 0.75
NOX | 1498 | 0.75
NOX | 1499 | 0.205
NOX | 1500 | 0.205
NOX | 1501 | 0.205
NOX | 1506 | 0.15
NOX | 1507 | 0.15
NOX | 1508 | 0.75
NOX | 1510 | 1.2002
NOX | 1511 | 0.0443
NOX | 1512 | 0.0443
NOX | 1513 | 0.166
NOX | 1514 | 0.75
NOX | 1515 | 0.75
NOX | 1516 | 0.462
NOX | 1517 | 0.75
NOX | 1521 | 0.574
NOX | 1522 | 0.75
NOX | 1523 | 0.75
NOX | 1524 | 0.15
NOX | 1528 | 0.15
NOX | 1529 | 0.75
NOX | 1530 | 0.75
NOX | 1531 | 0.15
NOX | 1532 | 0.75
NOX | 1533 | 0.75
NOX | 1536 | 0.75
NOX | 1538 | 0.75
NOX | 1540 | 0.574
NOX | 1542 | 0.574
NOX | 1543 | 0.574
NOX | 1547 | 0.40999
NOX | 1548 | 0.41
NOX | 1554 | 0.225
NOX | 1558 | 0.574
NOX | 1559 | 0.574
NOX | 1561 | 0.75
NOX | 1562 | 0.75
NOX | 1563 | 0.75
NOX | 1568 | 0.75
NOX | 1584 | 0.574
NOX | 1586 | 0.1571
NOX | 1587 | 0.1571
NOX | 1589 | 0.1571
NOX | 1590 | 0.17707
NOX | 1597 | 0.75
NOX | 1599 | 0.15
NOX | 1602 | 0.15
NOX | 1605 | 0.15
NOX | 1606 | 0.15
NOX | 1607 | 0.203
NOX | 1610 | 0.233
NOX | 1611 | 0.75
NOX | 1612 | 0.75
NOX | 1613 | 0.15
NOX | 1614 | 0.5644
NOX | 1615 | 0.5644
NOX | 1616 | 0.5644
NOX | 1617 | 0.55109
NOX | 1619 | 0.75
NOX | 1620 | 1.03
NOX | 1621 | 0.031
NOX | 1622 | 0.074
NOX | 1624 | 0.09
NOX | 1626 | 0.653
NOX | 1628 | 0.23075
NOX | 1629 | 0.23222
NOX | 1630 | 0.22252
NOX | 1631 | 0.22251
NOX | 1632 | 0.22007
NOX | 1633 | 0.15
NOX | 1640 | 0.75
NOX | 1642 | 0.75
NOX | 1645 | 0.75
NOX | 1646 | 0.75
NOX | 1649 | 0.237
NOX | 1650 | 0.574
NOX | 1651 | 0.574
NOX | 1653 | 0.15
NOX | 1654 | 0.75
NOX | 1655 | 0.75
NOX | 1658 | 0.319
NOX | 1659 | 0.166
NOX | 1662 | 0.75
NOX | 1664 | 0.225
NOX | 1668 | 0.319
NOX | 1669 | 0.14627
NOX | 1670 | 0.15
NOX | 1671 | 0.75
NOX | 1672 | 0.15
NOX | 1673 | 0.75
NOX | 1679 | 0.225
NOX | 1680 | 0.225
NOX | 1683 | 1.2
NOX | 1698 | 0.15
NOX | 1699 | 0.15
NOX | 1700 | 0.15
NOX | 1701 | 0.15
NOX | 1702 | 0.15
NOX | 1705 | 0.574
NOX | 1713 | 0.75
NOX | 1716 | 0.106
NOX | 1718 | 0.75
NOX | 1719 | 0.574
NOX | 1721 | 0.225
NOX | 1722 | 0.434
NOX | 1728 | 0.12976
NOX | 1729 | 0.356
NOX | 1732 | 0.75
NOX | 1733 | 0.75
NOX | 1734 | 0.15
NOX | 1736 | 0.75
NOX | 1737 | 0.75
NOX | 1738 | 0.75
NOX | 1739 | 0.75
NOX | 1751 | 0.1362
NOX | 1752 | 0.1362
NOX | 1755 | 0.75
NOX | 1756 | 0.75
NOX | 1757 | 0.037
NOX | 1760 | 0.75
NOX | 1761 | 0.75
NOX | 1762 | 0.75
NOX | 1769 | 0.75
NOX | 1772 | 0.75
NOX | 1773 | 0.75
NOX | 1774 | 0.462
NOX | 1775 | 1.2
NOX | 1784 | 0.15
NOX | 1785 | 0.15
NOX | 1786 | 0.15
NOX | 1787 | 0.15
NOX | 1788 | 0.15
NOX | 1789 | 0.225
NOX | 1792 | 0.75
NOX | 1793 | 0.4
NOX | 1794 | 0.1392
NOX | 1796 | 0.37739
NOX | 1797 | 0.35086
NOX | 1798 | 0.15
NOX | 1820 | 0.75
NOX | 1821 | 0.75
NOX | 1822 | 0.75
NOX | 1825 | 0.15
NOX | 1827 | 0.23
NOX | 1828 | 0.08574
NOX | 1829 | 0.222
NOX | 1835 | 0.75
NOX | 1836 | 0.364
NOX | 1837 | 0.386
NOX | 1838 | 0.75
NOX | 1839 | 0.75
NOX | 1840 | 0.75
NOX | 1846 | 0.56905
NOX | 1848 | 0.12
NOX | 1852 | 0.12383
NOX | 1853 | 0.4561
NOX | 1854 | 0.38242
NOX | 1855 | 0.28708
NOX | 1856 | 0.28474
NOX | 1857 | 0.09702
NOX | 1858 | 0.165
NOX | 1861 | 0.574
NOX | 1863 | 0.09
NOX | 1864 | 0.75
NOX | 1865 | 0.75
NOX | 1866 | 0.75
NOX | 1867 | 0.574
NOX | 1870 | 0.2743
NOX | 1871 | 0.2743
NOX | 1874 | 0.2743
NOX | 1875 | 0.2743
NOX | 1876 | 0.21
NOX | 1877 | 0.21
NOX | 1884 | 0.7
NOX | 1889 | 0.20149
NOX | 1891 | 0.75
NOX | 1892 | 0.5222
NOX | 1894 | 0.149
NOX | 1895 | 0.574
NOX | 1921 | 0.75
NOX | 1922 | 0.574
NOX | 1923 | 0.574
NOX | 1924 | 0.574
NOX | 1925 | 0.574
NOX | 1931 | 0.75
NOX | 1935 | 0.75
NOX | 1939 | 0.1433
NOX | 1941 | 0.75
NOX | 1942 | 0.75
NOX | 1943 | 0.75
NOX | 1944 | 0.574
NOX | 1945 | 0.574
NOX | 1955 | 0.75
NOX | 1958 | 0.06299
NOX | 1960 | 0.128
NOX | 1961 | 0.128
NOX | 1962 | 0.064
NOX | 1963 | 0.145
NOX | 1964 | 0.75
NOX | 1965 | 0.75
NOX | 1970 | 0.574
NOX | 1972 | 0.093
NOX | 1977 | 0.23
NOX | 1978 | 0.356
NOX | 1979 | 0.166
NOX | 1980 | 0.09
NOX | 1981 | 0.166
NOX | 1982 | 0.75
NOX | 1983 | 0.75
NOX | 1984 | 0.462
NOX | 1986 | 0.13469
NOX | 1987 | 0.13408
NOX | 1989 | 0.75
NOX | 1990 | 0.75
NOX | 1995 | 0.574
NOX | 1996 | 0.15
NOX | 1997 | 0.15
NOX | 1998 | 0.15
NOX | 1999 | 0.75
NOX | 2000 | 0.15
NOX | 2002 | 0.3724
NOX | 2003 | 0.39869
NOX | 2008 | 0.347
NOX | 2009 | 0.347
NOX | 2010 | 0.347
NOX | 2011 | 0.462
NOX | 2012 | 0.462
NOX | 2013 | 0.34349
NOX | 2015 | 0.7385
NOX | 2016 | 0.7385
NOX | 2017 | 0.7385
NOX | 2018 | 0.7
NOX | 2026 | 0.75
NOX | 2028 | 0.75
NOX | 2029 | 0.75
NOX | 2030 | 0.15
NOX | 2031 | 0.15
NOX | 2032 | 0.75
NOX | 2033 | 0.75
NOX | 2034 | 0.75
NOX | 2035 | 0.15
NOX | 2036 | 0.15
NOX | 2037 | 0.75
NOX | 2038 | 0.75
NOX | 2039 | 0.75
NOX | 2041 | 0.15
NOX | 2044 | 0.233
NOX | 2045 | 0.23
NOX | 2046 | 0.75
NOX | 2047 | 0.12
NOX | 2048 | 0.347
NOX | 2049 | 0.356
NOX | 2050 | 0.75
NOX | 2063 | 0.75
NOX | 2079 | 0.75
NOX | 2093 | 0.188
NOX | 2098 | 0.75
NOX | 2099 | 0.75
NOX | 2100 | 0.75
NOX | 2104 | 0.2681
NOX | 2105 | 0.2681
NOX | 2106 | 0.2681
NOX | 2107 | 0.2681
NOX | 2110 | 0.15
NOX | 2111 | 0.2681
NOX | 2112 | 0.2681
NOX | 2113 | 0.2681
NOX | 2114 | 1.1999
NOX | 2124 | 0.75
NOX | 2125 | 0.75
NOX | 2126 | 0.75
NOX | 2129 | 0.356
NOX | 2134 | 0.18
NOX | 2136 | 0.15
NOX | 2138 | 0.1102
NOX | 2140 | 0.1753
NOX | 2141 | 0.1753
NOX | 2142 | 0.1753
NOX | 2143 | 0.22
NOX | 2146 | 0.227
NOX | 2149 | 0.15
NOX | 2150 | 0.15
NOX | 2151 | 0.15
NOX | 2154 | 0.23
NOX | 2156 | 0.23
NOX | 2159 | 0.0277
NOX | 2161 | 0.15
NOX | 2176 | 0.225
NOX | 2179 | 0.7
NOX | 2181 | 0.75
NOX | 2182 | 0.21142
NOX | 2185 | 0.52071
NOX | 2188 | 0.503
NOX | 2190 | 0.07076
NOX | 2191 | 0.08018
NOX | 2195 | 0.227
NOX | 2196 | 0.15
NOX | 2197 | 0.75
NOX | 2198 | 0.184
NOX | 2199 | 0.184
NOX | 2201 | 0.116
NOX | 2210 | 0.2475
NOX | 2215 | 0.3091
NOX | 2216 | 0.04923
NOX | 2217 | 1.2
NOX | 2221 | 0.1735
NOX | 2226 | 2
NOX | 2230 | 0.2484
NOX | 2232 | 0.09
NOX | 2237 | 0.42541
NOX | 2238 | 0.659
NOX | 2239 | 0.13229
NOX | 2240 | 0.11063
NOX | 2241 | 0.10917
NOX | 2242 | 0.33604
NOX | 2243 | 0.3764
NOX | 2244 | 0.274
NOX | 2246 | 0.75
NOX | 2247 | 0.75
NOX | 2248 | 0.75
NOX | 2249 | 0.75
NOX | 2251 | 0.574
NOX | 2252 | 0.574
NOX | 2255 | 0.4203
NOX | 2256 | 0.4203
NOX | 2263 | 0.15209
NOX | 2264 | 0.14155
NOX | 2268 | 0.18
NOX | 2270 | 0.574
NOX | 2271 | 0.574
NOX | 2273 | 0.15
NOX | 2276 | 0.462
NOX | 2288 | 0.574
NOX | 2289 | 0.574
NOX | 2290 | 0.462
NOX | 2291 | 0.462
NOX | 2294 | 0.75
NOX | 2295 | 0.75
NOX | 2296 | 0.75
NOX | 2303 | 0.146
NOX | 2304 | 0.15
NOX | 2305 | 0.25271
NOX | 2307 | 0.0358
NOX | 2308 | 0.0358
NOX | 2309 | 0.03279
NOX | 2310 | 0.0358
NOX | 2311 | 0.0358
NOX | 2316 | 0.75
NOX | 2317 | 0.15
NOX | 2318 | 0.75
NOX | 2346 | 0.574
NOX | 2347 | 0.574
NOX | 2359 | 0.35654
NOX | 2360 | 0.35459
NOX | 2361 | 0.35627
NOX | 2363 | 0.75
NOX | 2371 | 0.12
NOX | 2372 | 0.12
NOX | 2373 | 0.116
NOX | 2381 | 0.225
NOX | 2382 | 0.0156
NOX | 2387 | 0.704
NOX | 2390 | 0.1353
NOX | 2391 | 0.356
NOX | 2400 | 0.75
NOX | 2402 | 0.356
NOX | 2405 | 0.75
NOX | 2406 | 0.75
NOX | 2407 | 0.75
NOX | 2414 | 0.225
NOX | 2419 | 0.091
NOX | 2420 | 0.091
NOX | 2421 | 0.091
NOX | 2422 | 0.091
NOX | 2423 | 0.15
NOX | 2429 | 0.1963
NOX | 2431 | 0.75
NOX | 2435 | 0.15
NOX | 2436 | 0.15
NOX | 2450 | 0.116
NOX | 2451 | 0.15
NOX | 2454 | 0.093
NOX | 2455 | 0.09
NOX | 2456 | 0.574
NOX | 2457 | 0.574
NOX | 2461 | 0.1185
NOX | 2462 | 0.11708
NOX | 2465 | 0.214
NOX | 2469 | 0.6865
NOX | 2477 | 0.462
NOX | 2478 | 0.574
NOX | 2482 | 0.574
NOX | 2483 | 0.4391
NOX | 2484 | 0.4391
NOX | 2488 | 0.8
NOX | 2489 | 0.75
NOX | 2490 | 0.75
NOX | 2492 | 0.75
NOX | 2493 | 0.75
NOX | 2496 | 0.09738
NOX | 2497 | 0.09357
NOX | 2498 | 0.17578
NOX | 2499 | 0.09407
NOX | 2500 | 0.03696
NOX | 2506 | 0.093
NOX | 2507 | 0.08774
NOX | 2508 | 0.28088
NOX | 2511 | 0.41804
NOX | 2512 | 1.077
NOX | 2515 | 0.0891
NOX | 2516 | 0.356
NOX | 2517 | 0.15
NOX | 2518 | 0.15
NOX | 2519 | 0.75
NOX | 2523 | 0.15
NOX | 2524 | 0.75
NOX | 2525 | 0.75
NOX | 2526 | 0.574
NOX | 2527 | 0.6831
NOX | 2528 | 0.462
NOX | 2529 | 0.462
NOX | 2530 | 0.6831
NOX | 2531 | 0.6831
NOX | 2532 | 0.6831
NOX | 2533 | 0.7018
NOX | 2535 | 0.6831
NOX | 2536 | 0.462
NOX | 2537 | 0.462
NOX | 2539 | 0.2818
NOX | 2540 | 0.2818
NOX | 2541 | 0.116
NOX | 2543 | 0.75
NOX | 2555 | 0.15
NOX | 2556 | 0.0325
NOX | 2557 | 0.15
NOX | 2558 | 0.093
NOX | 2559 | 0.462
NOX | 2560 | 0.462
NOX | 2561 | 0.097
NOX | 2562 | 0.097
NOX | 2563 | 0.75
NOX | 2564 | 0.356
NOX | 2565 | 0.225
NOX | 2566 | 0.093
NOX | 2568 | 0.75
NOX | 2576 | 0.2361
NOX | 2577 | 0.2361
NOX | 2583 | 0.184
NOX | 2584 | 0.184
NOX | 2585 | 0.184
NOX | 2586 | 0.75
NOX | 2587 | 0.0511
NOX | 2588 | 0.0511
NOX | 2592 | 0.796
NOX | 2595 | 0.868
NOX | 2597 | 0.15
NOX | 2598 | 0.75
NOX | 2599 | 0.75
NOX | 2609 | 0.75
NOX | 2610 | 0.145
NOX | 2623 | 0.03
NOX | 2626 | 0.75
NOX | 2627 | 0.347
NOX | 2628 | 0.884
NOX | 2629 | 0.279
NOX | 2630 | 0.279
NOX | 2631 | 0.279
NOX | 2632 | 0.279
NOX | 2633 | 0.75
NOX | 2637 | 0.75
NOX | 2638 | 0.75
NOX | 2645 | 0.23
NOX | 2648 | 0.27304
NOX | 2649 | 0.15
NOX | 2651 | 0.0731
NOX | 2652 | 0.0731
NOX | 2661 | 0.15
NOX | 2686 | 0.369
NOX | 2687 | 0.369
NOX | 2688 | 0.369
NOX | 2689 | 0.369
NOX | 2691 | 0.356
NOX | 2692 | 0.75
NOX | 2693 | 0.75
NOX | 2703 | 0.574
NOX | 2708 | 0.462
NOX | 2710 | 0.6998
NOX | 2711 | 0.6998
NOX | 2722 | 0.175
NOX | 2723 | 0.175
NOX | 2724 | 0.175
NOX | 2728 | 0.574
NOX | 2729 | 0.574
NOX | 2730 | 0.574
NOX | 2731 | 0.574
NOX | 2732 | 0.15
NOX | 2749 | 0.75
NOX | 2750 | 0.75
NOX | 2751 | 0.75
NOX | 2752 | 0.75
NOX | 2753 | 0.75
NOX | 2761 | 0.1144
NOX | 2762 | 0.13865
NOX | 2763 | 0.2925
NOX | 2764 | 0.319
NOX | 2766 | 0.75
NOX | 2767 | 0.75
NOX | 2768 | 0.75
NOX | 2773 | 0.1424
NOX | 2774 | 0.1424
NOX | 2775 | 0.15
NOX | 2776 | 0.15
NOX | 2777 | 0.75
NOX | 2779 | 0.23
NOX | 2781 | 0.0559
NOX | 2782 | 0.15
NOX | 2783 | 0.15
NOX | 2784 | 0.574
NOX | 2785 | 0.75
NOX | 2786 | 0.356
NOX | 2788 | 0.15
NOX | 2789 | 0.233
NOX | 2792 | 0.15
NOX | 2796 | 0.15
NOX | 2797 | 0.15
NOX | 2798 | 0.15
NOX | 2799 | 0.15
NOX | 2800 | 0.15
NOX | 2801 | 0.15
NOX | 2803 | 0.75
NOX | 2804 | 0.75
NOX | 2805 | 0.75
NOX | 2806 | 0.75
NOX | 2808 | 0.4131
NOX | 2810 | 0.314
NOX | 2811 | 0.314
NOX | 2812 | 0.314
NOX | 2814 | 1.2
NOX | 2817 | 0.15
NOX | 2819 | 0.75
NOX | 2822 | 0.096
NOX | 2832 | 0.15
NOX | 2833 | 0.15
NOX | 2836 | 0.205
NOX | 2839 | 0.347
NOX | 2840 | 0.347
NOX | 2841 | 0.574
NOX | 2842 | 0.75
NOX | 2843 | 0.75
NOX | 2844 | 0.75
NOX | 2845 | 0.09
NOX | 2847 | 0.75
NOX | 2848 | 0.75
NOX | 2849 | 0.75
NOX | 2850 | 0.75
NOX | 2851 | 0.75
NOX | 2852 | 0.54714
NOX | 2853 | 0.56058
NOX | 2854 | 0.49448
NOX | 2865 | 0.1944
NOX | 2866 | 0.1944
NOX | 2870 | 0.462
NOX | 2871 | 0.462
NOX | 2872 | 0.75
NOX | 2873 | 0.75
NOX | 2874 | 0.75
NOX | 2875 | 0.75
NOX | 2876 | 0.75
NOX | 2889 | 0.356
NOX | 2898 | 0.574
NOX | 2900 | 0.75
NOX | 2901 | 0.75
NOX | 2902 | 0.75
NOX | 2921 | 0.75
NOX | 2922 | 0.75
NOX | 2923 | 0.75
NOX | 2924 | 0.75
NOX | 2925 | 0.75
NOX | 2928 | 0.504
NOX | 2929 | 0.75
NOX | 2932 | 0.184
NOX | 2934 | 0.574
NOX | 2935 | 0.166
NOX | 2937 | 0.14
NOX | 2938 | 0.12325
NOX | 2940 | 0.75
NOX | 2941 | 0.75
NOX | 2942 | 0.75
NOX | 2943 | 0.75
NOX | 2944 | 0.75
NOX | 2946 | 0.093
NOX | 2952 | 0.75
NOX | 2953 | 0.75
NOX | 2954 | 0.75
NOX | 2955 | 0.75
NOX | 2956 | 0.75
NOX | 2957 | 0.75
NOX | 2958 | 0.75
NOX | 2959 | 0.75
NOX | 2963 | 0.15
NOX | 2964 | 0.75
NOX | 2965 | 0.75
NOX | 2966 | 0.75
NOX | 2967 | 0.75
NOX | 2968 | 0.75
NOX | 2969 | 0.75
NOX | 2970 | 0.75
NOX | 2971 | 0.15
NOX | 2972 | 0.15
NOX | 2973 | 0.462
NOX | 2974 | 0.462
NOX | 2981 | 0.1203
NOX | 2989 | 0.75
NOX | 2993 | 0.75
NOX | 3002 | 1.2001
NOX | 3007 | 0.2629
NOX | 3008 | 0.2629
NOX | 3010 | 0.2629
NOX | 3011 | 0.574
NOX | 3012 | 0.574
NOX | 3013 | 0.574
NOX | 3014 | 0.574
NOX | 3015 | 0.574
NOX | 3016 | 0.574
NOX | 3020 | 0.1148
NOX | 3026 | 0.15
NOX | 3030 | 0.233
NOX | 3032 | 1.2
NOX | 3038 | 0.09
NOX | 3039 | 0.75
NOX | 3042 | 0.75
NOX | 3043 | 0.75
NOX | 3044 | 0.75
NOX | 3045 | 0.75
NOX | 3053 | 0.884
NOX | 3054 | 0.884
NOX | 3071 | 0.347
NOX | 3072 | 0.175
NOX | 3073 | 0.175
NOX | 3074 | 0.15
NOX | 3077 | 0.75
NOX | 3078 | 0.15
NOX | 3079 | 0.75
NOX | 3087 | 0.2401
NOX | 3088 | 1.2
NOX | 3095 | 0.347
NOX | 3096 | 0.347
NOX | 3098 | 0.0982
NOX | 3109 | 0.65664
NOX | 3110 | 0.7182
NOX | 3111 | 0.7182
NOX | 3114 | 0.356
NOX | 3115 | 1.2001
NOX | 3119 | 0.75
NOX | 3120 | 0.75
NOX | 3123 | 0.15
NOX | 3126 | 0.225
NOX | 3127 | 0.225
NOX | 3128 | 0.225
NOX | 3129 | 0.225
NOX | 3135 | 0.175
NOX | 3136 | 0.75
NOX | 3137 | 0.175
NOX | 3138 | 0.175
NOX | 3140 | 0.75
NOX | 3143 | 0.15
NOX | 3146 | 0.15
NOX | 3147 | 0.75
NOX | 3148 | 0.15
NOX | 3149 | 0.15
NOX | 3150 | 0.75
NOX | 3151 | 0.75
NOX | 3152 | 0.75
NOX | 3153 | 0.75
NOX | 3154 | 0.75
NOX | 3155 | 0.75
NOX | 3156 | 0.75
NOX | 3157 | 0.454
NOX | 3160 | 0.1601
NOX | 3165 | 0.0909
NOX | 3166 | 0.0909
NOX | 3169 | 0.75
NOX | 3174 | 0.574
NOX | 3176 | 0.75
NOX | 3177 | 0.75
NOX | 3178 | 0.75
NOX | 3180 | 0.15
NOX | 3181 | 0.15
NOX | 3182 | 0.15
NOX | 3183 | 1.2001
NOX | 3185 | 0.574
NOX | 3187 | 0.0998
NOX | 3188 | 0.0998
NOX | 3189 | 0.0998
NOX | 3194 | 0.04031
NOX | 3195 | 0.03332
NOX | 3203 | 0.574
NOX | 3204 | 0.574
NOX | 3205 | 0.574
NOX | 3216 | 0.75
NOX | 3218 | 0.356
NOX | 3220 | 0.15
NOX | 3221 | 0.75
NOX | 3222 | 0.75
NOX | 3223 | 0.75
NOX | 3224 | 0.07852
NOX | 3225 | 0.0812
NOX | 3226 | 0.08689
NOX | 3227 | 0.0731
NOX | 3230 | 0.75
NOX | 3231 | 0.75
NOX | 3232 | 0.23
NOX | 3233 | 0.75
NOX | 3235 | 0.75
NOX | 3236 | 0.75
NOX | 3242 | 0.7595
NOX | 3246 | 0.07533
NOX | 3261 | 0.1495
NOX | 3262 | 0.1495
NOX | 3273 | 0.323
NOX | 3274 | 0.323
NOX | 3275 | 0.323
NOX | 3276 | 0.323
NOX | 3277 | 0.323
NOX | 3278 | 0.323
NOX | 3279 | 0.097
NOX | 3280 | 0.097
NOX | 3281 | 0.75
NOX | 3282 | 0.75
NOX | 3288 | 0.166
NOX | 3290 | 0.15
NOX | 3293 | 0.45778
NOX | 3294 | 0.20305
NOX | 3295 | 0.20182
NOX | 3297 | 0.20367
NOX | 3300 | 0.15
NOX | 3301 | 0.15
NOX | 3302 | 0.15
NOX | 3303 | 0.75
NOX | 3308 | 0.17564
NOX | 3312 | 0.75
NOX | 3314 | 0.574
NOX | 3323 | 0.343
NOX | 3324 | 0.343
NOX | 3325 | 0.15
NOX | 3326 | 0.356
NOX | 3328 | 0.15
NOX | 3331 | 0.15
NOX | 3332 | 0.15
NOX | 3333 | 0.166
NOX | 3336 | 0.75
NOX | 3337 | 0.75
NOX | 3338 | 0.75
NOX | 3343 | 0.75
NOX | 3347 | 0.356
NOX | 3356 | 0.75
NOX | 3362 | 0.225
NOX | 3369 | 0.116
NOX | 3379 | 0.15
NOX | 3386 | 0.116
NOX | 3387 | 0.75
NOX | 3389 | 0.75
NOX | 3391 | 0.574
NOX | 3392 | 0.205
NOX | 3393 | 0.205
NOX | 3397 | 0.09618
NOX | 3398 | 0.0938
NOX | 3399 | 0.62
NOX | 3400 | 0.75
NOX | 3407 | 0.75
NOX | 3408 | 0.75
NOX | 3410 | 0.225
NOX | 3411 | 0.225
NOX | 3412 | 1.2
NOX | 3413 | 1.2
NOX | 3414 | 0.225
NOX | 3421 | 0.03755
NOX | 3426 | 0.574
NOX | 3435 | 0.39802
NOX | 3436 | 0.36642
NOX | 3437 | 0.39038
NOX | 3438 | 0.26785
NOX | 3440 | 0.15
NOX | 3447 | 0.12
NOX | 3449 | 0.15
NOX | 3458 | 0.7
NOX | 3460 | 0.75
NOX | 3464 | 0.75
NOX | 3465 | 0.15
NOX | 3466 | 0.75
NOX | 3467 | 0.15
NOX | 3468 | 0.15
NOX | 3471 | 0.15
NOX | 3472 | 0.15
NOX | 3473 | 0.75
NOX | 3474 | 0.15
NOX | 3475 | 0.75
NOX | 3476 | 0.75
NOX | 3477 | 0.75
NOX | 3478 | 0.15
NOX | 3479 | 0.75
NOX | 3483 | 0.04528
NOX | 3484 | 0.0344
NOX | 3486 | 0.0381
NOX | 3490 | 0.15
NOX | 3497 | 0.75
NOX | 3498 | 0.75
NOX | 3499 | 0.75
NOX | 3501 | 0.356
NOX | 3502 | 0.225
NOX | 3504 | 0.092
NOX | 3507 | 0.75
NOX | 3509 | 0.75
NOX | 3510 | 0.75
NOX | 3511 | 0.75
NOX | 3515 | 0.15
NOX | 3517 | 0.462
NOX | 3518 | 0.574
NOX | 3520 | 0.15
NOX | 3521 | 0.75
NOX | 3522 | 0.75
NOX | 3523 | 0.75
NOX | 3524 | 0.15
NOX | 3526 | 0.75
NOX | 3527 | 0.75
NOX | 3528 | 0.75
NOX | 3529 | 0.75
NOX | 3530 | 0.75
NOX | 3531 | 0.248
NOX | 3532 | 0.07448
NOX | 3534 | 0.12369
NOX | 3535 | 0.75
NOX | 3542 | 0.356
NOX | 3547 | 0.166
NOX | 3553 | 0.166
NOX | 3554 | 0.166
NOX | 3555 | 0.225
NOX | 3556 | 0.75
NOX | 3557 | 0.75
NOX | 3558 | 0.75
NOX | 3559 | 0.75
NOX | 3560 | 0.09503
NOX | 3562 | 0.75
NOX | 3563 | 0.75
NOX | 3569 | 0.57992
NOX | 3570 | 0.2913
NOX | 3571 | 0.59442
NOX | 3572 | 0.0903
NOX | 3576 | 0.7
NOX | 3577 | 0.7
NOX | 3578 | 0.462
NOX | 3581 | 0.356
NOX | 3582 | 0.75
NOX | 3584 | 0.13068
NOX | 3585 | 0.75
NOX | 3586 | 0.75
NOX | 3593 | 0.319
NOX | 3595 | 0.75
NOX | 3597 | 0.75
NOX | 3599 | 0.75
NOX | 3601 | 0.75
NOX | 3603 | 0.75
NOX | 3604 | 0.75
NOX | 3605 | 0.75
NOX | 3607 | 0.462
NOX | 3609 | 0.319
NOX | 3611 | 0.319
NOX | 3612 | 0.574
NOX | 3613 | 0.574
NOX | 3614 | 0.574
NOX | 3615 | 0.574
NOX | 3616 | 0.0829
NOX | 3617 | 0.356
NOX | 3622 | 0.574
NOX | 3623 | 0.75
NOX | 3624 | 0.75
NOX | 3625 | 0.75
NOX | 3628 | 0.15
NOX | 3630 | 0.004
NOX | 3631 | 0.319
NOX | 3634 | 0.75
NOX | 3637 | 0.462
NOX | 3638 | 0.574
NOX | 3640 | 0.233
NOX | 3645 | 0.15
NOX | 3646 | 0.14
NOX | 3647 | 0.14
NOX | 3649 | 0.124
NOX | 3650 | 0.356
NOX | 3656 | 0.462
NOX | 3657 | 0.462
NOX | 3659 | 0.8
NOX | 3661 | 0.75
NOX | 3665 | 0.75
NOX | 3676 | 0.574
NOX | 3677 | 0.004
NOX | 3678 | 0.314
NOX | 3679 | 0.314
NOX | 3701 | 0.15
NOX | 3702 | 0.23
NOX | 3703 | 0.356
NOX | 3704 | 0.356
NOX | 3709 | 0.462
NOX | 3712 | 0.75
NOX | 3714 | 0.75
NOX | 3715 | 0.75
NOX | 3716 | 0.462
NOX | 3717 | 0.319
NOX | 3718 | 0.574
NOX | 3719 | 0.15
NOX | 3720 | 0.15
NOX | 3721 | 0.15
NOX | 3722 | 0.15
NOX | 3728 | 0.175
NOX | 3729 | 0.175
NOX | 3734 | 0.0638
NOX | 3740 | 0.574
NOX | 3743 | 1.2
NOX | 3748 | 0.079
NOX | 3749 | 0.75
NOX | 3751 | 0.75
NOX | 3752 | 0.75
NOX | 3753 | 0.365
NOX | 3754 | 0.457
NOX | 3755 | 0.434
NOX | 3773 | 0.574
NOX | 3774 | 0.574
NOX | 3778 | 0.2608
NOX | 3779 | 0.2608
NOX | 3786 | 0.574
NOX | 3788 | 0.23
NOX | 3795 | 0.75
NOX | 3800 | 0.3552
NOX | 3801 | 0.3552
NOX | 3809 | 0.142
NOX | 3810 | 0.15
NOX | 3812 | 0.3675
NOX | 3821 | 0.75
NOX | 3822 | 0.75
NOX | 3823 | 0.356
NOX | 3825 | 0.75
NOX | 3826 | 0.15
NOX | 3827 | 0.75
NOX | 3830 | 0.75
NOX | 3833 | 0.462
NOX | 3834 | 0.369
NOX | 3841 | 0.75
NOX | 3843 | 0.75
NOX | 3845 | 0.75
NOX | 3850 | 0.163
NOX | 3851 | 0.163
NOX | 3852 | 0.163
NOX | 3854 | 0.84915
NOX | 3855 | 0.30375
NOX | 3856 | 0.828
NOX | 3860 | 0.42513
NOX | 3861 | 0.69996
NOX | 3880 | 0.37351
NOX | 3881 | 0.27868
NOX | 3882 | 0.1376
NOX | 3883 | 0.1376
NOX | 3893 | 0.27502
NOX | 3894 | 0.75
NOX | 3908 | 0.15
NOX | 3912 | 0.15
NOX | 3913 | 0.319
NOX | 3914 | 0.75
NOX | 3916 | 0.356
NOX | 3917 | 0.356
NOX | 3918 | 0.15
NOX | 3920 | 0.75
NOX | 3921 | 0.75
NOX | 3922 | 0.356
NOX | 3927 | 0.0503
NOX | 3928 | 0.75
NOX | 3931 | 0.3005
NOX | 3934 | 0.3005
NOX | 3935 | 0.574
NOX | 3942 | 0.4
NOX | 3947 | 0.15
NOX | 3950 | 0.23
NOX | 3954 | 0.75
NOX | 3956 | 0.574
NOX | 3959 | 0.75
NOX | 3960 | 0.319
NOX | 3965 | 0.75
NOX | 3968 | 0.70167
NOX | 3969 | 0.2662
NOX | 3970 | 0.2662
NOX | 3971 | 0.2662
NOX | 3979 | 0.2047
NOX | 3981 | 0.21413
NOX | 3984 | 0.2047
NOX | 3989 | 0.5214
NOX | 3993 | 0.216
NOX | 3994 | 0.5214
NOX | 3995 | 0.248
NOX | 3997 | 0.051
NOX | 4000 | 0.203
NOX | 4012 | 0.319
NOX | 4019 | 0.574
NOX | 4025 | 0.319
NOX | 4028 | 0.14
NOX | 4029 | 1.2
NOX | 4030 | 0.75
NOX | 4033 | 0.7
NOX | 4034 | 0.75
NOX | 4035 | 0.75
NOX | 4037 | 0.15
NOX | 4045 | 0.75
NOX | 4048 | 0.175
NOX | 4049 | 0.175
NOX | 4051 | 0.2489
NOX | 4053 | 0.2489
NOX | 4054 | 0.093
NOX | 4059 | 0.12
NOX | 4060 | 0.12
NOX | 4065 | 0.0937
NOX | 4068 | 0.462
NOX | 4071 | 0.15
NOX | 4072 | 0.175
NOX | 4079 | 0.574
NOX | 4081 | 0.23
NOX | 4086 | 0.2137
NOX | 4087 | 0.2137
NOX | 4091 | 0.75
NOX | 4100 | 0.75
NOX | 4101 | 0.75
NOX | 4105 | 1.2
NOX | 4106 | 0.14
NOX | 4112 | 0.75
NOX | 4123 | 0.75
NOX | 4124 | 0.093
NOX | 4125 | 0.0558
NOX | 4126 | 0.0558
NOX | 4128 | 0.0857
NOX | 4149 | 0.3723
NOX | 4150 | 0.3723
NOX | 4151 | 0.3723
NOX | 4152 | 0.75
NOX | 4155 | 0.23
NOX | 4156 | 0.23
NOX | 4161 | 0.75
NOX | 4165 | 0.113
NOX | 4166 | 0.163
NOX | 4167 | 0.163
NOX | 4169 | 0.356
NOX | 4170 | 0.356
NOX | 4176 | 0.1425
NOX | 4183 | 0.356
NOX | 4192 | 0.0658
NOX | 4193 | 0.32
NOX | 4195 | 0.15
NOX | 4200 | 0.574
NOX | 4215 | 0.75
NOX | 4216 | 0.70002
NOX | 4217 | 0.75
NOX | 4218 | 0.75
NOX | 4219 | 0.75
NOX | 4220 | 0.75
NOX | 4221 | 0.75
NOX | 4222 | 0.462
NOX | 4231 | 0.16953
NOX | 4233 | 0.149
NOX | 4234 | 0.149
NOX | 4237 | 0.574
NOX | 4238 | 0.75
NOX | 4239 | 0.75
NOX | 4240 | 0.75
NOX | 4241 | 0.75
NOX | 4242 | 0.75
NOX | 4246 | 0.75
NOX | 4247 | 0.75
NOX | 4248 | 0.75
NOX | 4249 | 0.75
NOX | 4253 | 0.75
NOX | 4254 | 0.1935
NOX | 4263 | 0.574
NOX | 4272 | 0.75
NOX | 4273 | 0.75
NOX | 4274 | 0.12
NOX | 4278 | 0.75
NOX | 4279 | 0.75
NOX | 4283 | 0.75
NOX | 4284 | 0.15
NOX | 4290 | 0.75
NOX | 4292 | 1.2
NOX | 4294 | 1.2
NOX | 4298 | 1.2
NOX | 4306 | 0.574
NOX | 4308 | 0.15
NOX | 4310 | 0.75
NOX | 4315 | 0.1715
NOX | 4316 | 0.15
NOX | 4319 | 0.574
NOX | 4322 | 0.574
NOX | 4323 | 0.12757
NOX | 4324 | 0.15627
NOX | 4331 | 0.75
NOX | 4337 | 0.574
NOX | 4338 | 0.574
NOX | 4339 | 0.75
NOX | 4340 | 0.232
NOX | 4341 | 0.089
NOX | 4342 | 0.347
NOX | 4343 | 0.356
NOX | 4348 | 0.15
NOX | 4349 | 0.75
NOX | 4350 | 0.75
NOX | 4351 | 1.2
NOX | 4353 | 0.3113
NOX | 4354 | 0.3113
NOX | 4355 | 0.3113
NOX | 4359 | 0.3113
NOX | 4363 | 0.15
NOX | 4365 | 0.75
NOX | 4369 | 0.75
NOX | 4371 | 0.75
NOX | 4374 | 0.462
NOX | 4375 | 0.574
NOX | 4377 | 0.75
NOX | 4378 | 0.225
NOX | 4379 | 0.225
NOX | 4380 | 0.225
NOX | 4381 | 0.225
NOX | 4382 | 0.15
NOX | 4390 | 0.75
NOX | 4391 | 0.75
NOX | 4396 | 0.09
NOX | 4397 | 0.09
NOX | 4398 | 0.574
NOX | 4399 | 0.574
NOX | 4400 | 0.884
NOX | 4402 | 0.75
NOX | 4403 | 0.225
NOX | 4404 | 0.225
NOX | 4417 | 0.1972
NOX | 4418 | 0.1972
NOX | 4419 | 0.1972
NOX | 4420 | 0.15
NOX | 4427 | 0.75
NOX | 4428 | 0.225
NOX | 4430 | 0.6442
NOX | 4432 | 0.574
NOX | 4433 | 0.75
NOX | 4434 | 0.75
NOX | 4435 | 0.75
NOX | 4436 | 0.75
NOX | 4437 | 0.75
NOX | 4438 | 0.75
NOX | 4439 | 0.75
NOX | 4442 | 0.093
NOX | 4443 | 0.15
NOX | 4445 | 0.15
NOX | 4447 | 0.256
NOX | 4448 | 0.34432
NOX | 4449 | 0.15
NOX | 4450 | 0.15
NOX | 4455 | 0.2396
NOX | 4456 | 0.2486
NOX | 4460 | 0.574
NOX | 4467 | 0.75
NOX | 4471 | 0.1374
NOX | 4472 | 0.1993
NOX | 4473 | 0.2436
NOX | 4474 | 0.356
NOX | 4477 | 0.1855
NOX | 4480 | 0.225
NOX | 4481 | 0.47678
NOX | 4482 | 0.225
NOX | 4483 | 0.47745
NOX | 4487 | 0.15
NOX | 4488 | 0.15
NOX | 4489 | 0.319
NOX | 4493 | 0.093
NOX | 4498 | 0.23
NOX | 4499 | 0.75
NOX | 4500 | 0.75
NOX | 4501 | 0.75
NOX | 4502 | 0.75
NOX | 4515 | 0.0557
NOX | 4518 | 0.75
NOX | 4519 | 0.3461
NOX | 4520 | 0.3461
NOX | 4527 | 0.41248
NOX | 4531 | 0.75
NOX | 4532 | 0.166
NOX | 4533 | 0.166
NOX | 4542 | 0.457
NOX | 4547 | 0.23
NOX | 4549 | 0.15
NOX | 4553 | 0.3497
NOX | 4554 | 0.3497
NOX | 4562 | 1.2
NOX | 4563 | 1.2
NOX | 4564 | 0.75
NOX | 4567 | 0.574
NOX | 4568 | 0.319
NOX | 4571 | 0.462
NOX | 4572 | 0.037
NOX | 4573 | 0.75
NOX | 4576 | 0.214
NOX | 4577 | 0.214
NOX | 4578 | 0.214
NOX | 4579 | 0.214
NOX | 4580 | 0.116
NOX | 4581 | 0.116
NOX | 4582 | 0.116
NOX | 4587 | 0.462
NOX | 4589 | 0.323
NOX | 4593 | 0.75
NOX | 4595 | 0.75
NOX | 4600 | 0.75
NOX | 4602 | 0.75
NOX | 4603 | 0.279
NOX | 4604 | 0.279
NOX | 4605 | 0.279
NOX | 4609 | 0.24606
NOX | 4611 | 0.159
NOX | 4612 | 0.116
NOX | 4614 | 0.7345
NOX | 4617 | 0.1451
NOX | 4623 | 0.884
NOX | 4629 | 0.75
NOX | 4630 | 0.4587
NOX | 4631 | 0.4587
NOX | 4632 | 0.4587
NOX | 4633 | 0.004
NOX | 4634 | 0.75
NOX | 4635 | 0.75
NOX | 4637 | 0.356
NOX | 4638 | 0.574
NOX | 4639 | 0.75
NOX | 4641 | 0.574
NOX | 4642 | 0.574
NOX | 4643 | 0.574
NOX | 4644 | 0.347
NOX | 4649 | 0.2891
NOX | 4650 | 0.2891
NOX | 4652 | 0.26087
NOX | 4654 | 0.462
NOX | 4664 | 0.75
NOX | 4673 | 0.0449
NOX | 4676 | 0.75
NOX | 4677 | 0.75
NOX | 4679 | 0.278
NOX | 4680 | 0.25935
NOX | 4683 | 0.0284
NOX | 4684 | 0.0284
NOX | 4688 | 0.75
NOX | 4689 | 0.7
NOX | 4690 | 0.21953
NOX | 4691 | 0.2524
NOX | 4693 | 0.884
NOX | 4694 | 0.884
NOX | 4697 | 0.23
NOX | 4698 | 0.23
NOX | 4699 | 0.23
NOX | 4704 | 0.75
NOX | 4707 | 0.347
NOX | 4708 | 0.347
NOX | 4709 | 0.347
NOX | 4711 | 0.75
NOX | 4715 | 0.75
NOX | 4716 | 0.75
NOX | 4717 | 0.75
NOX | 4718 | 0.22639
NOX | 4719 | 0.22606
NOX | 4720 | 0.22689
NOX | 4721 | 0.2223
NOX | 4722 | 0.14565
NOX | 4723 | 0.09201
NOX | 4724 | 0.10989
NOX | 4725 | 0.75
NOX | 4726 | 0.74099
NOX | 4727 | 0.82782
NOX | 4728 | 0.4286
NOX | 4729 | 1.2
NOX | 4730 | 0.26058
NOX | 4732 | 0.2585
NOX | 4733 | 0.25666
NOX | 4734 | 0.25188
NOX | 4735 | 0.111
NOX | 4737 | 0.0744
NOX | 4743 | 0.0744
NOX | 4744 | 0.0744
NOX | 4745 | 0.0744
NOX | 4747 | 0.75
NOX | 4748 | 0.15
NOX | 4749 | 0.15
NOX | 4750 | 0.15
NOX | 4751 | 0.15
NOX | 4752 | 0.15
NOX | 4755 | 0.356
NOX | 4766 | 0.15
NOX | 4769 | 0.27897
NOX | 4772 | 0.75
NOX | 4775 | 0.75
NOX | 4776 | 0.776
NOX | 4777 | 0.75
NOX | 4778 | 0.75
NOX | 4779 | 0.356
NOX | 4782 | 0.75
NOX | 4783 | 0.75
NOX | 4784 | 0.319
NOX | 4785 | 0.15
NOX | 4795 | 0.15
NOX | 4798 | 0.4936
NOX | 4801 | 0.09
NOX | 4803 | 0.09
NOX | 4805 | 0.15
NOX | 4806 | 0.462
NOX | 4815 | 0.75
NOX | 4816 | 0.15
NOX | 4817 | 0.15
NOX | 4818 | 0.15
NOX | 4819 | 0.15
NOX | 4820 | 0.15
NOX | 4823 | 0.75
NOX | 4824 | 0.75
NOX | 4825 | 0.75
NOX | 4826 | 0.75
NOX | 4827 | 0.75
NOX | 4833 | 0.75
NOX | 4834 | 0.574
NOX | 4837 | 0.203
NOX | 4838 | 0.203
NOX | 4839 | 0.203
NOX | 4840 | 0.75
NOX | 4842 | 0.75
NOX | 4843 | 0.166
NOX | 4844 | 0.184
NOX | 4845 | 0.75
NOX | 4846 | 0.75
NOX | 4851 | 0.166
NOX | 4852 | 0.1
NOX | 4853 | 0.1
NOX | 4855 | 0.75
NOX | 4858 | 0.75
NOX | 4859 | 1.2
NOX | 4864 | 0.225
NOX | 4865 | 0.225
NOX | 4866 | 0.75
NOX | 4869 | 0.2741
NOX | 4870 | 0.27898
NOX | 4872 | 0.493
NOX | 4874 | 0.15
NOX | 4875 | 0.574
NOX | 4876 | 0.574
NOX | 4877 | 0.75
NOX | 4884 | 0.75
NOX | 4885 | 0.75
NOX | 4886 | 0.116
NOX | 4888 | 0.75
NOX | 4889 | 0.093
NOX | 4890 | 0.163
NOX | 4893 | 0.389
NOX | 4897 | 0.093
NOX | 4898 | 0.315
NOX | 4899 | 0.356
NOX | 4901 | 0.356
NOX | 4904 | 0.3981
NOX | 4905 | 0.093
NOX | 4914 | 0.23
NOX | 4917 | 0.75
NOX | 4918 | 0.75
NOX | 4927 | 0.75
NOX | 4933 | 0.145
NOX | 4934 | 0.09
NOX | 4935 | 0.072
NOX | 4936 | 0.75
NOX | 4937 | 0.75
NOX | 4938 | 0.3476
NOX | 4939 | 0.3371
NOX | 4949 | 0.1255
NOX | 4950 | 0.1255
NOX | 4951 | 0.574
NOX | 4952 | 0.574
NOX | 4953 | 0.09
NOX | 4954 | 0.09
NOX | 4955 | 0.347
NOX | 4956 | 0.347
NOX | 4957 | 0.347
NOX | 4960 | 0.1271
NOX | 4965 | 0.356
NOX | 4966 | 0.75
NOX | 4968 | 0.573
NOX | 4970 | 0.48691
NOX | 4971 | 0.75
NOX | 4973 | 0.574
NOX | 4975 | 0.14
NOX | 4978 | 0.75
NOX | 4985 | 0.8
NOX | 4986 | 0.75
NOX | 4992 | 0.1275
NOX | 4993 | 0.1275
NOX | 4994 | 0.1275
NOX | 5006 | 0.203
NOX | 5007 | 0.23
NOX | 5011 | 0.166
NOX | 5014 | 0.0066
NOX | 5016 | 0.0066
NOX | 5021 | 0.75
NOX | 5023 | 0.1
NOX | 5024 | 0.15
NOX | 5025 | 0.75
NOX | 5026 | 0.15
NOX | 5027 | 0.75
NOX | 5028 | 0.15
NOX | 5038 | 0.166
NOX | 5040 | 0.356
NOX | 5045 | 0.75
NOX | 5047 | 0.15
NOX | 5049 | 0.09
NOX | 5051 | 0.15
NOX | 5054 | 0.75
NOX | 5056 | 0.75
NOX | 5057 | 0.75
NOX | 5058 | 0.75
NOX | 5060 | 0.077
NOX | 5061 | 0.14
NOX | 5063 | 0.01674
NOX | 5068 | 0.03
NOX | 5070 | 0.095
NOX | 5073 | 0.15
NOX | 5076 | 0.33478
NOX | 5078 | 0.1303
NOX | 5081 | 0.75
NOX | 5083 | 0.219
NOX | 5084 | 0.12
NOX | 5088 | 0.75
NOX | 5089 | 0.75
NOX | 5091 | 0.225
NOX | 5093 | 0.153
NOX | 5105 | 0.09649
NOX | 5106 | 0.15
NOX | 5109 | 0.125
NOX | 5110 | 0.116
NOX | 5112 | 0.116
NOX | 5116 | 0.233
NOX | 5121 | 0.15
NOX | 5124 | 0.116
NOX | 5131 | 0.233
NOX | 5132 | 0.116
NOX | 5133 | 0.203
NOX | 5134 | 0.462
NOX | 5135 | 0.09
NOX | 5136 | 0.0564
NOX | 5137 | 0.1039
NOX | 5139 | 0.1102
NOX | 5145 | 0.12
NOX | 5146 | 0.15
NOX | 5158 | 0.125
NOX | 5161 | 0.75
NOX | 5162 | 0.092
NOX | 5163 | 0.75
NOX | 5164 | 0.01859
NOX | 5171 | 0.233
NOX | 5331 | 0.225
NOX | 5346 | 0.75
NOX | 5350 | 0.75
NOX | 5353 | 0.574
NOX | 5356 | 0.75
NOX | 5357 | 0.75
NOX | 5360 | 0.13322
NOX | 5362 | 0.75
NOX | 5363 | 0.75
NOX | 5364 | 0.0306
NOX | 5365 | 0.225
NOX | 5368 | 0.01174
NOX | 5369 | 0.75
NOX | 5370 | 0.75
NOX | 5373 | 0.188
NOX | 5374 | 0.75
NOX | 5375 | 0.75
NOX | 5376 | 0.75
NOX | 5379 | 0.225
NOX | 5383 | 0.75
NOX | 5385 | 0.75
NOX | 5386 | 0.13126
NOX | 5387 | 0.319
NOX | 5390 | 0.75
NOX | 5392 | 0.15
NOX | 5396 | 0.75
NOX | 5398 | 0.75
NOX | 5399 | 0.75
NOX | 5400 | 0.75
NOX | 5401 | 0.203
NOX | 5403 | 0.75
NOX | 5404 | 0.048
NOX | 5406 | 0.116
NOX | 5407 | 0.75
NOX | 5408 | 0.75
NOX | 5409 | 0.116
NOX | 5410 | 0.7595
NOX | 5413 | 0.75
NOX | 5414 | 0.75
NOX | 5417 | 0.75
NOX | 5418 | 0.1039
NOX | 5419 | 0.75
NOX | 5423 | 0.15
NOX | 5428 | 0.75
NOX | 5429 | 0.75
NOX | 5430 | 0.75
NOX | 5431 | 0.75
NOX | 5433 | 0.75
NOX | 5434 | 0.166
NOX | 5435 | 0.319
NOX | 5436 | 0.462
NOX | 5437 | 0.462
NOX | 5438 | 0.319
NOX | 5440 | 0.75
NOX | 5557 | 0.032
NOX | 5558 | 0.02992
NOX | 5559 | 0.02903
NOX | 5560 | 0.02687
NOX | 5564 | 0.14
NOX | 5565 | 0.14
NOX | 5566 | 0.14
NOX | 5568 | 0.203
NOX | 5582 | 0.09606
NOX | 5599 | 0.102
NOX | 5600 | 0.073
NOX | 5601 | 0.70002
NOX | 5602 | 0.70003
NOX | 5605 | 0.3154
NOX | 5606 | 0.31711
NOX | 5607 | 0.33291
NOX | 5608 | 0.31637
NOX | 5610 | 0.145
NOX | 5630 | 0.12188
NOX | 5631 | 0.10932
NOX | 5632 | 0.10633
NOX | 5633 | 0.145
NOX | 5647 | 0.29415
NOX | 5648 | 0.29265
NOX | 5649 | 0.32207
NOX | 5650 | 0.31561
NOX | 5651 | 0.34255
NOX | 5652 | 0.3102
NOX | 5676 | 0.14
NOX | 5677 | 0.14
NOX | 5678 | 0.14
NOX | 5680 | 0.75
NOX | 5681 | 0.75
NOX | 5682 | 0.75
NOX | 5693 | 0.03169
NOX | 5697 | 0.14
NOX | 5698 | 0.14
NOX | 5699 | 0.14
NOX | 5700 | 0.14
NOX | 5717 | 0.31282
NOX | 5718 | 0.296
NOX | 5719 | 0.30559
NOX | 5720 | 0.2949
NOX | 5721 | 0.2977
NOX | 5722 | 0.2985
NOX | 5740 | 0.14
NOX | 5741 | 0.14
NOX | 5742 | 0.14
NOX | 5743 | 0.0222
NOX | 5744 | 0.0222
NOX | 5756 | 0.13
NOX | 5766 | 0.14
NOX | 5767 | 0.14
NOX | 5768 | 0.14
NOX | 5771 | 0.33772
NOX | 5772 | 0.33582
NOX | 5773 | 0.33535
NOX | 5774 | 0.33793
NOX | 5775 | 0.1532
NOX | 5776 | 0.1825
NOX | 5805 | 0.1399
NOX | 5806 | 0.178
NOX | 5807 | 0.0223
NOX | 5808 | 0.0223
NOX | 5809 | 0.0223
NOX | 5810 | 0.0223
NOX | 5811 | 0.0223
NOX | 5816 | 0.05897
NOX | 5819 | 0.0293
NOX | 5820 | 0.0293
NOX | 5822 | 0.06761
NOX | 5833 | 0.12408
NOX | 5834 | 0.08009
NOX | 5835 | 0.1436
NOX | 5836 | 0.1436
NOX | 5837 | 0.1436
NOX | 5843 | 0.02355
NOX | 5844 | 0.02247
NOX | 5845 | 0.35116
NOX | 5846 | 0.33892
NOX | 5847 | 0.3369
NOX | 5848 | 0.37766
NOX | 5849 | 0.32697
NOX | 5850 | 0.32366
NOX | 5851 | 0.026
NOX | 5852 | 0.03507
NOX | 5853 | 0.29548
NOX | 5858 | 0.1555
NOX | 5859 | 0.07804
NOX | 5865 | 0.1354
NOX | 5866 | 0.1354
NOX | 5869 | 0.09726
NOX | 5870 | 0.08857
NOX | 5871 | 0.10667
NOX | 5891 | 0.1646
NOX | 5896 | 0.75
NOX | 5897 | 0.75
NOX | 5898 | 0.75
NOX | 5899 | 0.75
NOX | 5900 | 0.75
NOX | 5901 | 0.15
NOX | 5902 | 0.15
NOX | 5905 | 0.15
NOX | 5906 | 0.15
NOX | 5907 | 0.15
NOX | 5908 | 0.15
NOX | 5911 | 0.145
NOX | 5920 | 0.75
NOX | 5923 | 0.22173
NOX | 5924 | 0.03395
NOX | 5925 | 0.09
NOX | 5928 | 0.145
NOX | 5932 | 0.15
NOX | 5933 | 0.145
NOX | 5945 | 0.75
NOX | 5955 | 0.145
NOX | 5956 | 0.0431
NOX | 5958 | 0.145
NOX | 5959 | 0.347
NOX | 5960 | 0.347
NOX | 5961 | 0.347
NOX | 5962 | 0.347
NOX | 5963 | 0.093
NOX | 5964 | 0.093
NOX | 5965 | 0.093
NOX | 5966 | 0.347
NOX | 5967 | 0.347
NOX | 5972 | 0.3488
NOX | 5973 | 0.4454
NOX | 5981 | 0.574
NOX | 5988 | 0.09933
NOX | 5989 | 0.1146
NOX | 5995 | 0.10656
NOX | 5996 | 0.07067
NOX | 5997 | 0.0265
NOX | 5998 | 0.0172
NOX | 6003 | 0.0453
NOX | 6004 | 0.0453
NOX | 6005 | 0.10766
NOX | 6006 | 0.1308
NOX | 6007 | 0.1308
NOX | 6008 | 0.1308
NOX | 6009 | 0.1308
NOX | 6018 | 0.75
NOX | 6019 | 0.75
NOX | 6020 | 0.75
NOX | 6021 | 0.75
NOX | 6022 | 0.574
NOX | 6023 | 0.574
NOX | 6024 | 0.574
NOX | 6025 | 0.574
NOX | 6026 | 0.75
NOX | 6027 | 0.347
NOX | 6028 | 0.347
NOX | 6031 | 0.347
NOX | 6032 | 0.347
NOX | 6033 | 0.347
NOX | 6039 | 0.23
NOX | 6041 | 0.23
NOX | 6043 | 0.15
NOX | 6044 | 0.15
NOX | 6045 | 0.15
NOX | 6046 | 0.15
NOX | 6047 | 0.15
NOX | 6048 | 0.15
NOX | 6065 | 0.093
NOX | 6066 | 0.093
NOX | 6067 | 0.093
NOX | 6084 | 0.233
NOX | 6088 | 0.093
NOX | 6306 | 0.166
NOX | 6307 | 0.166
NOX | 6308 | 0.166
NOX | 6310 | 0.14
NOX | 6311 | 0.14
NOX | 6312 | 0.14
NOX | 6322 | 0.15
NOX | 6323 | 0.15
NOX | 6324 | 0.75
NOX | 6325 | 0.75
NOX | 6326 | 0.75
NOX | 6327 | 0.15
NOX | 6328 | 0.15
NOX | 6371 | 0.163
NOX | 6372 | 0.163
NOX | 6373 | 0.163
NOX | 6374 | 0.163
NOX | 6375 | 0.243
NOX | 6376 | 0.243
NOX | 6377 | 0.163
NOX | 6378 | 0.163
NOX | 6379 | 0.163
NOX | 6380 | 0.28633
NOX | 6388 | 0.15
NOX | 6389 | 0.15
NOX | 6390 | 0.15
NOX | 6391 | 0.15
NOX | 6410 | 0.356
NOX | 6419 | 0.181
NOX | 6420 | 0.181
NOX | 6421 | 0.145
NOX | 6430 | 0.0323
NOX | 6431 | 0.03469
NOX | 6432 | 0.02788
NOX | 6436 | 0.15
NOX | 6437 | 0.15
NOX | 6438 | 0.15
NOX | 6440 | 0.15
NOX | 6441 | 0.15
NOX | 6442 | 0.75
NOX | 6476 | 0.319
NOX | 6477 | 0.2253
NOX | 6485 | 0.15
NOX | 6490 | 0.166
NOX | 6504 | 0.23
NOX | 6505 | 0.15
NOX | 6507 | 0.574
NOX | 6508 | 0.574
NOX | 6509 | 0.12
NOX | 6510 | 0.12
NOX | 6511 | 0.12
NOX | 6512 | 0.12
NOX | 6532 | 0.12
NOX | 6533 | 0.574
NOX | 6539 | 0.2696
NOX | 6540 | 0.2696
NOX | 6541 | 0.2696
NOX | 6574 | 0.145
NOX | 6576 | 0.0193
NOX | 6577 | 0.0193
NOX | 6587 | 0.145
NOX | 6588 | 0.09
NOX | 6590 | 0.611
NOX | 6591 | 0.145
NOX | 6606 | 0.18
NOX | 6608 | 0.3978
NOX | 6617 | 0.01658
NOX | 6627 | 0.093
NOX | 6628 | 0.163
NOX | 6629 | 0.163
NOX | 6631 | 0.093
NOX | 6634 | 0.093
NOX | 6635 | 0.093
NOX | 6657 | 0.574
NOX | 6658 | 0.574
NOX | 6666 | 0.203
NOX | 6701 | 0.37
NOX | 6757 | 0.145
NOX | 6758 | 0.0355
NOX | 6760 | 0.145
NOX | 6761 | 0.145
NOX | 6766 | 0.145
NOX | 6767 | 0.12
NOX | 6768 | 0.12
NOX | 6769 | 0.12
NOX | 6771 | 0.12
NOX | 6785 | 0.12
NOX | 6786 | 0.12
NOX | 6787 | 0.03
NOX | 6788 | 0.03
NOX | 6817 | 0.0128
NOX | 6818 | 0.0128
NOX | 6822 | 0.072
NOX | 6827 | 0.75
NOX | 6851 | 0.05238
NOX | 6878 | 0.574
NOX | 6879 | 0.574
NOX | 6880 | 0.574
NOX | 6882 | 0.0349
NOX | 6883 | 0.0349
NOX | 6891 | 0.574
NOX | 6892 | 0.574
NOX | 6893 | 0.574
NOX | 6910 | 0.0089
NOX | 6911 | 0.0089
NOX | 6912 | 0.0089
NOX | 6926 | 0.75
NOX | 6943 | 0.15
NOX | 6953 | 0.23
NOX | 6955 | 0.23
NOX | 6973 | 0.23
NOX | 6988 | 0.347
NOX | 6993 | 0.75
NOX | 7001 | 0.23
NOX | 7013 | 0.09
NOX | 7045 | 0.14
NOX | 7055 | 0.347
NOX | 7070 | 0.23
NOX | 7085 | 0.15
NOX | 7086 | 0.15
NOX | 7087 | 0.15
NOX | 7088 | 0.15
NOX | 7095 | 0.34094
NOX | 7098 | 0.145
NOX | 7111 | 0.356
NOX | 7149 | 0.75
NOX | 7150 | 0.75
NOX | 7151 | 0.75
NOX | 7152 | 0.75
NOX | 7153 | 0.15
NOX | 7154 | 0.574
NOX | 7155 | 0.574
NOX | 7156 | 0.145
NOX | 7171 | 0.3061
NOX | 7177 | 0.3003
NOX | 7178 | 0.7554
NOX | 7179 | 0.09467
NOX | 7183 | 0.15
NOX | 7184 | 0.12
NOX | 7185 | 0.09
NOX | 7186 | 0.09
NOX | 7187 | 0.15
NOX | 7193 | 0.14
NOX | 7212 | 0.09
NOX | 7214 | 0.145
NOX | 7217 | 0.3444
NOX | 7218 | 0.12
NOX | 7221 | 0.203
NOX | 7281 | 0.23
NOX | 7313 | 0.03103
NOX | 7316 | 0.145
NOX | 7317 | 0.145
NOX | 7320 | 0.356
NOX | 7328 | 0.356
NOX | 7329 | 0.02056
NOX | 7330 | 0.145
NOX | 7339 | 0.462
NOX | 7340 | 0.0092
NOX | 7341 | 0.0092
NOX | 7342 | 0.0092
NOX | 7343 | 0.0092
NOX | 7355 | 0.12
NOX | 7357 | 0.09
NOX | 7358 | 0.225
NOX | 7362 | 0.12
NOX | 7366 | 0.2894
NOX | 7377 | 0.75
NOX | 7378 | 0.75
NOX | 7392 | 0.0317
NOX | 7393 | 0.0317
NOX | 7394 | 0.0317
NOX | 7395 | 0.0317
NOX | 7396 | 0.0317
NOX | 7403 | 0.0245
NOX | 7404 | 0.0245
NOX | 7405 | 0.0245
NOX | 7406 | 0.0245
NOX | 7413 | 0.03
NOX | 7419 | 0.0072
NOX | 7422 | 0.03
NOX | 7423 | 0.03
NOX | 7424 | 0.03
NOX | 7425 | 0.03
NOX | 7435 | 0.145
NOX | 7445 | 0.12
NOX | 7446 | 0.12
NOX | 7449 | 0.12
NOX | 7450 | 0.12
NOX | 7470 | 0.15
NOX | 7480 | 0.75
NOX | 7481 | 0.75
NOX | 7482 | 0.75
NOX | 7483 | 0.75
NOX | 7485 | 0.75
NOX | 7486 | 0.75
NOX | 7487 | 0.75
NOX | 7500 | 0.75
NOX | 7501 | 0.75
NOX | 7502 | 0.75
NOX | 7503 | 0.75
NOX | 7504 | 0.75
NOX | 7505 | 0.75
NOX | 7506 | 0.75
NOX | 7507 | 0.75
NOX | 7513 | 0.075
NOX | 7514 | 0.75
NOX | 7515 | 0.75
NOX | 7516 | 0.75
NOX | 7517 | 0.23
NOX | 7526 | 0.2994
NOX | 7529 | 0.75
NOX | 7530 | 0.75
NOX | 7531 | 0.75
NOX | 7532 | 0.31924
NOX | 7533 | 0.29284
NOX | 7537 | 0.09
NOX | 7541 | 0.4
NOX | 7542 | 0.145
NOX | 7547 | 0.02839
NOX | 7548 | 0.02852
NOX | 7597 | 0.03
NOX | 7609 | 0.02726
NOX | 7610 | 0.06691
NOX | 7623 | 0.09
NOX | 7636 | 0.0032
NOX | 7637 | 0.09
NOX | 7657 | 0.75
NOX | 7658 | 0.75
NOX | 7659 | 0.75
NOX | 7660 | 0.75
NOX | 7661 | 0.75
NOX | 7662 | 0.75
NOX | 7686 | 0.12
NOX | 7689 | 0.145
NOX | 7695 | 0.15
NOX | 7696 | 0.15
NOX | 7730 | 0.347
NOX | 7731 | 0.347
NOX | 7733 | 0.347
NOX | 7734 | 0.347
NOX | 7735 | 0.347
NOX | 7736 | 0.347
NOX | 7737 | 0.347
NOX | 7738 | 0.347
NOX | 7742 | 0.347
NOX | 7743 | 0.233
NOX | 7744 | 0.233
NOX | 7745 | 0.75
NOX | 7751 | 0.3724
NOX | 7752 | 0.3724
NOX | 7753 | 0.3724
NOX | 7758 | 0.1654
NOX | 7759 | 0.1686
NOX | 7761 | 0.166
NOX | 7762 | 0.166
NOX | 7763 | 0.166
NOX | 7779 | 0.12
NOX | 7780 | 0.12
NOX | 7936 | 0.181
NOX | 7937 | 0.181
NOX | 7938 | 0.181
NOX | 7945 | 0.75
NOX | 7946 | 0.75
NOX | 7947 | 0.75
NOX | 7948 | 0.75
NOX | 7949 | 0.75
NOX | 7950 | 0.12
NOX | 7951 | 0.12
NOX | 7963 | 0.23
NOX | 7991 | 0.125
NOX | 8006 | 0.14
NOX | 8007 | 0.75
NOX | 8008 | 0.75
NOX | 8009 | 0.75
NOX | 8010 | 0.75
NOX | 8011 | 0.75
NOX | 8012 | 0.75
NOX | 8013 | 0.75
NOX | 8014 | 0.75
NOX | 8015 | 0.75
NOX | 8016 | 0.75
NOX | 8017 | 0.4
NOX | 8018 | 0.4
NOX | 8103 | 0.163
NOX | 8106 | 0.093
NOX | 8107 | 0.093
NOX | 8108 | 0.093
NOX | 8109 | 0.07
NOX | 8112 | 0.75
NOX | 8113 | 0.225
NOX | 8118 | 1.954
NOX | 8121 | 0.75
NOX | 8124 | 0.166
NOX | 8131 | 0.09
NOX | 8132 | 0.09
NOX | 8134 | 0.0233
NOX | 8135 | 0.0233
NOX | 8136 | 0.086
NOX | 8141 | 0.116
NOX | 8142 | 0.116
NOX | 8149 | 0.093
NOX | 8152 | 0.145
NOX | 8155 | 0.093
NOX | 8156 | 0.116
NOX | 8157 | 0.093
NOX | 8158 | 0.02979
NOX | 8159 | 0.093
NOX | 8160 | 0.15
NOX | 8172 | 0.09
NOX | 8173 | 0.09
NOX | 8175 | 0.14
NOX | 8178 | 0.15
NOX | 8179 | 0.09
NOX | 8180 | 0.15
NOX | 8181 | 0.15
NOX | 8182 | 0.15
NOX | 8188 | 0.15
NOX | 8189 | 0.09
NOX | 8190 | 0.12
NOX | 8192 | 0.4
NOX | 8193 | 0.09
NOX | 8194 | 0.09
NOX | 8195 | 0.09
NOX | 8196 | 0.12
NOX | 8197 | 0.12
NOX | 8198 | 0.4
NOX | 8200 | 0.03
NOX | 8203 | 0.09
NOX | 8204 | 0.12
NOX | 8205 | 0.09
NOX | 8208 | 0.09
NOX | 8210 | 0.12
NOX | 8211 | 0.15
NOX | 8212 | 0.12
NOX | 8213 | 0.09
NOX | 8214 | 0.15
NOX | 8218 | 0.23
NOX | 8219 | 0.12
NOX | 8220 | 0.145
NOX | 8221 | 0.233
NOX | 8222 | 0.12
NOX | 8225 | 0.15
NOX | 8229 | 0.03
NOX | 8232 | 0.145
NOX | 8238 | 0.145
NOX | 8239 | 0.15
NOX | 8240 | 0.15
NOX | 8241 | 0.15
NOX | 8242 | 0.15
NOX | 8243 | 0.12
NOX | 8244 | 0.15
NOX | 8245 | 0.09
NOX | 8246 | 0.09
NOX | 8247 | 0.12
NOX | 8249 | 0.145
NOX | 8250 | 0.15
NOX | 8253 | 0.15
NOX | 8255 | 0.12
NOX | 8256 | 0.01375
NOX | 8257 | 0.15
NOX | 8262 | 0.23
NOX | 8263 | 0.15
NOX | 8264 | 0.356
NOX | 8266 | 0.12
NOX | 8268 | 0.03
NOX | 8269 | 0.145
NOX | 8273 | 0.233
NOX | 8274 | 0.15
NOX | 8275 | 0.105
NOX | 8276 | 0.12
NOX | 8277 | 0.15
NOX | 8278 | 0.15
NOX | 8280 | 0.12
NOX | 8281 | 0.03
NOX | 8283 | 0.15
NOX | 8286 | 0.23
NOX | 8291 | 0.092
NOX | 8295 | 0.09
NOX | 8296 | 0.15
NOX | 8300 | 0.15
NOX | 8302 | 0.15
NOX | 8304 | 0.145
NOX | 8305 | 0.145
NOX | 8306 | 0.145
NOX | 8308 | 0.15
NOX | 8310 | 0.15
NOX | 8311 | 0.15
NOX | 8312 | 0.15
NOX | 8313 | 0.15
NOX | 8315 | 0.145
NOX | 8316 | 0.23
NOX | 8320 | 0.15
NOX | 8321 | 0.145
NOX | 8322 | 0.0165
NOX | 8325 | 0.03
NOX | 8329 | 0.15
NOX | 8330 | 0.15
NOX | 8331 | 0.15
NOX | 8332 | 0.15
NOX | 8333 | 0.145
NOX | 8340 | 0.75
NOX | 8341 | 0.462
NOX | 8342 | 0.145
NOX | 8344 | 0.15
NOX | 8359 | 0.09
NOX | 8360 | 0.17659
NOX | 8361 | 0.15
NOX | 8362 | 0.03
NOX | 8363 | 0.4
NOX | 8364 | 0.4
NOX | 8365 | 0.4
NOX | 8366 | 0.4
NOX | 8367 | 0.4
NOX | 8368 | 0.4
NOX | 8373 | 0.15
NOX | 8376 | 0.09
NOX | 8377 | 0.23
NOX | 8379 | 0.03
NOX | 8380 | 0.03
NOX | 8381 | 0.03
NOX | 8384 | 0.15
NOX | 8385 | 0.23
NOX | 8386 | 0.21
NOX | 8388 | 0.09
NOX | 8393 | 0.356
NOX | 8394 | 0.145
NOX | 8397 | 0.15
NOX | 8399 | 0.12
NOX | 8401 | 0.15
NOX | 8402 | 0.15
NOX | 8407 | 0.15
NOX | 8409 | 0.12
NOX | 8412 | 0.145
NOX | 8413 | 0.15
NOX | 8414 | 0.356
NOX | 8416 | 0.09
NOX | 8418 | 0.145
NOX | 8427 | 0.15
NOX | 8428 | 0.15
NOX | 8429 | 0.12
NOX | 8430 | 0.12
NOX | 8431 | 0.03
NOX | 8436 | 0.23
NOX | 8438 | 0.15
NOX | 8440 | 0.15
NOX | 8441 | 0.12
NOX | 8442 | 0.15
NOX | 8443 | 0.15
NOX | 8444 | 0.15
NOX | 8445 | 0.15
NOX | 8446 | 0.09
NOX | 8447 | 0.09
NOX | 8450 | 0.15
NOX | 8452 | 0.105
NOX | 8453 | 0.14
NOX | 8454 | 0.15
NOX | 8459 | 0.145
NOX | 8462 | 0.15
NOX | 8463 | 0.15
NOX | 8464 | 0.15
NOX | 8465 | 0.4
NOX | 8466 | 0.15
NOX | 8468 | 0.15
NOX | 8469 | 0.12
NOX | 8472 | 0.15
NOX | 8473 | 0.0051
NOX | 8474 | 0.00511
NOX | 8476 | 0.15
NOX | 8477 | 0.145
NOX | 8479 | 0.145
NOX | 8480 | 0.058
NOX | 8481 | 0.09
NOX | 8482 | 0.09
NOX | 8483 | 0.09
NOX | 8487 | 0.12
NOX | 8488 | 0.15
NOX | 8489 | 0.15
NOX | 8490 | 0.15
NOX | 8491 | 0.23
NOX | 8492 | 0.23
NOX | 8493 | 0.23
NOX | 8494 | 0.23
NOX | 8495 | 0.09
NOX | 8496 | 0.15
NOX | 8498 | 0.037
NOX | 8500 | 0.15
NOX | 8505 | 0.15
NOX | 8506 | 0.15
NOX | 8507 | 0.15
NOX | 8508 | 0.15
NOX | 8509 | 0.15
NOX | 8510 | 0.15
NOX | 8511 | 0.09
NOX | 8512 | 0.09
NOX | 8513 | 0.03
NOX | 8514 | 0.23
NOX | 8517 | 0.15
NOX | 8519 | 0.15
NOX | 8520 | 0.105
NOX | 8522 | 0.15
NOX | 8524 | 0.15
NOX | 8525 | 0.09
NOX | 8526 | 0.145
NOX | 8527 | 0.15
NOX | 8528 | 0.15
NOX | 8530 | 0.145
NOX | 8531 | 0.09
NOX | 8532 | 0.09
NOX | 8533 | 0.15
NOX | 8536 | 0.145
NOX | 8537 | 0.15
NOX | 8538 | 0.4
NOX | 8540 | 0.15
NOX | 8541 | 0.09
NOX | 8543 | 0.14
NOX | 8544 | 0.105
NOX | 8545 | 0.03
NOX | 8546 | 0.15
NOX | 8548 | 0.12
NOX | 8549 | 0.12
NOX | 8550 | 0.15
NOX | 8551 | 0.09
NOX | 8552 | 0.15
NOX | 8553 | 0.23
NOX | 8554 | 0.4
NOX | 8555 | 0.4
NOX | 8556 | 0.23
NOX | 8557 | 0.12
NOX | 8558 | 0.12
NOX | 8559 | 0.03
NOX | 8560 | 0.08
NOX | 8562 | 0.15
NOX | 8564 | 0.09
NOX | 8565 | 0.15
NOX | 8566 | 0.15
NOX | 8568 | 0.15
NOX | 8570 | 0.12
NOX | 8571 | 0.12
NOX | 8574 | 0.12
NOX | 8575 | 0.12
NOX | 8576 | 0.12
NOX | 8577 | 0.15
NOX | 8578 | 0.14
NOX | 8579 | 0.145
NOX | 8581 | 0.15
NOX | 8582 | 0.12
NOX | 8583 | 0.145
NOX | 8584 | 0.15
NOX | 8586 | 0.12
NOX | 8587 | 0.145
NOX | 8590 | 0.145
NOX | 8602 | 0.09
NOX | 8605 | 0.23
NOX | 8606 | 0.23
NOX | 8607 | 0.23
NOX | 8609 | 0.23
NOX | 8610 | 0.23
NOX | 8612 | 0.09
NOX | 8617 | 0.09
NOX | 8625 | 0.15
NOX | 8626 | 0.12
NOX | 8627 | 0.12
NOX | 8628 | 0.12
NOX | 8629 | 0.15
NOX | 8630 | 0.03
NOX | 8634 | 0.03
NOX | 8635 | 0.105
NOX | 8637 | 0.12
NOX | 8638 | 0.09
NOX | 8639 | 0.15
NOX | 8640 | 0.356
NOX | 8641 | 0.4
NOX | 8642 | 0.12
NOX | 8646 | 0.12
NOX | 8649 | 0.15
NOX | 8651 | 0.14
NOX | 8653 | 0.15
NOX | 8655 | 0.09
NOX | 8656 | 0.09
NOX | 8657 | 0.09
NOX | 8658 | 0.092
NOX | 8663 | 0.145
NOX | 8664 | 0.058
NOX | 8665 | 0.21
NOX | 8666 | 0.15
NOX | 8668 | 0.15
NOX | 8670 | 0.15
NOX | 8671 | 0.15
NOX | 8672 | 0.15
NOX | 8673 | 0.12
NOX | 8674 | 0.145
NOX | 8675 | 0.23
NOX | 8676 | 0.03
NOX | 8677 | 0.145
NOX | 8679 | 0.15
NOX | 8680 | 0.15
NOX | 8681 | 0.03
NOX | 8682 | 0.12
NOX | 8683 | 0.03
NOX | 8686 | 0.15
NOX | 8687 | 0.15
NOX | 8691 | 0.09
NOX | 8693 | 0.092
NOX | 8695 | 0.15
NOX | 8697 | 0.12
NOX | 8702 | 0.09
NOX | 8704 | 0.145
NOX | 8705 | 0.23
NOX | 8709 | 0.058
NOX | 8722 | 0.23
NOX | 8723 | 0.15
NOX | 8725 | 0.15
NOX | 8726 | 0.12
NOX | 8742 | 0.125
NOX | 8743 | 0.043
NOX | 8745 | 0.15
NOX | 8746 | 0.145
NOX | 8747 | 0.75
NOX | 8752 | 0.15
NOX | 8761 | 0.143
NOX | 8762 | 0.093
NOX | 8763 | 0.15
NOX | 8765 | 0.093
NOX | 8768 | 0.116
NOX | 8769 | 0.116
NOX | 8770 | 0.093
NOX | 8771 | 0.093
NOX | 8774 | 0.093
NOX | 8778 | 0.15
NOX | 8781 | 0.116
NOX | 8782 | 0.116
NOX | 8784 | 0.093
NOX | 8787 | 0.093
NOX | 8794 | 0.09
NOX | 8795 | 0.09
NOX | 8798 | 0.036
NOX | 8800 | 0.116
NOX | 8802 | 0.12
NOX | 8803 | 0.093
NOX | 8804 | 0.116
NOX | 8808 | 0.145
NOX | 8809 | 0.00994
NOX | 8813 | 0.15
NOX | 8817 | 0.0191
NOX | 8820 | 0.038
NOX | 8832 | 0.116
NOX | 8833 | 0.75
NOX | 8847 | 0.093
NOX | 8851 | 0.15
NOX | 8853 | 0.12
NOX | 8855 | 0.04473
NOX | 8859 | 0.093
NOX | 8956 | 0.884
NOX | 8957 | 0.884
NOX | 8958 | 0.884
NOX | 8959 | 0.273
NOX | 8960 | 0.319
NOX | 8985 | 0.092
NOX | 8986 | 0.15
NOX | 8987 | 0.0561
NOX | 8989 | 0.23
NOX | 9000 | 0.12
NOX | 9009 | 0.75
NOX | 9011 | 0.12
NOX | 9012 | 0.12
NOX | 9013 | 0.09
NOX | 9014 | 0.145
NOX | 9021 | 0.093
NOX | 9025 | 0.145
NOX | 9032 | 0.00987
NOX | 9033 | 0.01066
NOX | 9035 | 0.145
NOX | 9036 | 0.023
NOX | 9038 | 0.15
NOX | 9039 | 0.75
NOX | 9041 | 0.04
NOX | 9043 | 0.75
NOX | 9048 | 0.75
NOX | 9049 | 0.15
NOX | 9050 | 0.15
NOX | 9065 | 0.0887
NOX | 9066 | 0.75
NOX | 9067 | 0.15
NOX | 9068 | 0.00939
NOX | 9069 | 0.23
NOX | 9071 | 0.75
NOX | 9072 | 0.75
NOX | 9073 | 0.75
NOX | 9079 | 0.203
NOX | 9080 | 0.01129
NOX | 9082 | 0.145
NOX | 9084 | 0.125
NOX | 9085 | 0.145
NOX | 9086 | 0.319
NOX | 9087 | 0.092
NOX | 9089 | 0.319
NOX | 9090 | 0.319
NOX | 9092 | 0.319
NOX | 9093 | 0.356
NOX | 9094 | 0.004
NOX | 9097 | 0.145
NOX | 9099 | 0.004
NOX | 9100 | 0.004
NOX | 9102 | 0.15
NOX | 9107 | 0.145
NOX | 9110 | 0.0358
NOX | 9111 | 0.15
NOX | 9116 | 0.574
NOX | 9119 | 0.15
NOX | 9120 | 0.026
NOX | 9121 | 0.1972
NOX | 9122 | 0.1972
NOX | 9123 | 0.1972
NOX | 9124 | 0.1972
NOX | 9125 | 0.1972
NOX | 9128 | 0.034
NOX | 9142 | 0.047
NOX | 9147 | 0.15
NOX | 9154 | 0.75
NOX | 9155 | 0.181
NOX | 9156 | 0.319
NOX | 9161 | 0.116
NOX | 9163 | 0.15
NOX | 9169 | 0.02551
NOX | 9174 | 0.319
NOX | 9176 | 0.233
NOX | 9177 | 0.75
NOX | 9181 | 0.093
NOX | 9184 | 0.01382
NOX | 9185 | 0.01238
NOX | 9187 | 0.145
NOX | 9189 | 0.0058
NOX | 9190 | 0.09
NOX | 9191 | 0.00706
NOX | 9193 | 0.15
NOX | 9195 | 0.233
NOX | 9199 | 0.37
NOX | 9200 | 0.12
NOX | 9207 | 0.347
NOX | 9208 | 0.12
NOX | 9210 | 0.02277
NOX | 9212 | 0.1845
NOX | 9214 | 0.01187
NOX | 9218 | 0.01718
NOX | 9219 | 0.15
NOX | 9220 | 0.01487
NOX | 9223 | 0.574
NOX | 9233 | 0.5605
NOX | 9234 | 0.5605
NOX | 9242 | 0.09
NOX | 9243 | 0.09
NOX | 9251 | 0.0879
NOX | 9271 | 0.203
NOX | 9273 | 0.01485
NOX | 9276 | 0.01838
NOX | 9277 | 0.01372
NOX | 9278 | 0.15
NOX | 9280 | 0.01628
NOX | 9281 | 0.11328
NOX | 9282 | 0.14
NOX | 9288 | 0.15
NOX | 9293 | 0.0162
NOX | 9294 | 0.01173
NOX | 9296 | 0.01083
NOX | 9308 | 0.02253
NOX | 9322 | 0.05337
NOX | 9326 | 0.75
NOX | 9328 | 0.00865
NOX | 9329 | 0.00852
NOX | 9330 | 0.145
NOX | 9335 | 0.116
NOX | 9337 | 0.093
NOX | 9356 | 0.03587
NOX | 9368 | 0.75
NOX | 9371 | 0.029
NOX | 9374 | 0.166
NOX | 9376 | 0.347
NOX | 9377 | 0.01517
NOX | 9378 | 0.356
NOX | 9381 | 0.75
NOX | 9382 | 0.15
NOX | 9383 | 0.75
NOX | 9390 | 0.75
NOX | 9392 | 0.75
NOX | 9393 | 0.75
NOX | 9394 | 0.75
NOX | 9395 | 0.75
NOX | 9398 | 0.347
NOX | 9401 | 0.23
NOX | 9404 | 0.476
NOX | 9406 | 0.75
NOX | 9408 | 1.2
NOX | 9409 | 1.2
NOX | 9410 | 1.2
NOX | 9413 | 1.2
NOX | 9414 | 1.2
NOX | 9415 | 1.2
NOX | 9416 | 1.2
NOX | 9417 | 1.2
NOX | 9418 | 1.2
NOX | 9419 | 1.2
NOX | 9420 | 1.2
NOX | 9421 | 1.2
NOX | 9422 | 1.2
NOX | 9423 | 1.2
NOX | 9424 | 1.2
NOX | 9425 | 1.2
NOX | 9426 | 1.2
NOX | 9427 | 1.2
NOX | 9428 | 1.2
NOX | 9430 | 1.2
NOX | 9432 | 1.2
NOX | 9433 | 1.2
NOX | 9434 | 1.2
NOX | 9442 | 1.201
NOX | 9448 | 0.75
NOX | 9455 | 0.15
NOX | 9457 | 0.75
NOX | 9459 | 0.0224
NOX | 9461 | 0.029
NOX | 9467 | 0.225
NOX | 9472 | 0.15
NOX | 9479 | 0.145
NOX | 9484 | 0.75
NOX | 9485 | 0.03513
NOX | 9489 | 0.14
NOX | 9490 | 0.14
NOX | 9491 | 0.15153
NOX | 9492 | 0.04741
NOX | 9496 | 0.14
NOX | 9500 | 0.15
NOX | 9501 | 0.15
NOX | 9502 | 0.15
NOX | 9503 | 0.203
NOX | 9504 | 0.203
NOX | 9505 | 0.15
NOX | 9507 | 0.0104
NOX | 9509 | 0.314
NOX | 9510 | 0.114
NOX | 9511 | 0.145
NOX | 9512 | 0.145
NOX | 9513 | 0.145
NOX | 9514 | 0.145
NOX | 9515 | 0.15
NOX | 9516 | 0.203
NOX | 9518 | 0.203
NOX | 9520 | 0.14
NOX | 9523 | 0.145
NOX | 9524 | 0.203
NOX | 9526 | 0.75
NOX | 9529 | 0.14
NOX | 9530 | 0.145
NOX | 9531 | 0.14
NOX | 9532 | 0.01817
NOX | 9533 | 0.145
NOX | 9534 | 0.15
NOX | 9536 | 0.145
NOX | 9537 | 0.14
NOX | 9538 | 0.145
NOX | 9539 | 0.203
NOX | 9540 | 0.145
NOX | 9541 | 0.145
NOX | 9543 | 0.15
NOX | 9544 | 0.75
NOX | 9555 | 0.356
NOX | 9556 | 0.356
NOX | 9559 | 0.15
NOX | 9560 | 0.15
NOX | 9562 | 0.15
NOX | 9563 | 0.75
NOX | 9564 | 0.23
NOX | 9566 | 0.23
NOX | 9628 | 0.75
NOX | 9634 | 0.02093
NOX | 9637 | 0.02527
NOX | 9640 | 0.03397
NOX | 9641 | 0.00659
NOX | 9642 | 0.10156
NOX | 9647 | 0.02148
NOX | 9651 | 0.145
NOX | 9657 | 0.03652
NOX | 9658 | 0.03762
NOX | 9660 | 0.175
NOX | 9663 | 0.145
NOX | 9671 | 0.01196
NOX | 9676 | 0.00773
NOX | 9679 | 0.193
NOX | 9680 | 0.125
NOX | 9686 | 0.00698
NOX | 9687 | 0.0119
NOX | 9690 | 0.15
NOX | 9691 | 0.14
NOX | 9692 | 0.15
NOX | 9695 | 0.10284
NOX | 9698 | 0.15
NOX | 9700 | 0.14
NOX | 9701 | 0.15
NOX | 9702 | 0.14
NOX | 9703 | 0.14
NOX | 9704 | 0.15
NOX | 9705 | 0.14
NOX | 9706 | 0.15
NOX | 9708 | 0.23
NOX | 9709 | 0.13552
NOX | 9710 | 0.15
NOX | 9711 | 0.15
NOX | 9715 | 0.02492
NOX | 9716 | 0.13
NOX | 9719 | 0.093
NOX | 9724 | 0.15
NOX | 9725 | 0.347
NOX | 9726 | 0.145
NOX | 9728 | 0.0407
NOX | 9729 | 0.14633
NOX | 9730 | 0.356
NOX | 9734 | 0.15
NOX | 9737 | 0.01462
NOX | 9739 | 0.14
NOX | 9740 | 0.15
NOX | 9747 | 0.09
NOX | 9748 | 0.09
NOX | 9749 | 0.09
NOX | 9750 | 0.75
NOX | 9751 | 0.15
NOX | 9752 | 0.75
NOX | 9753 | 0.15
NOX | 9755 | 0.23
NOX | 9758 | 0.09
NOX | 9759 | 0.145
NOX | 9760 | 0.75
NOX | 9762 | 0.462
NOX | 9763 | 0.09
NOX | 9764 | 0.15
NOX | 9766 | 0.0156
NOX | 9767 | 0.175
NOX | 9777 | 0.15
NOX | 9778 | 0.319
NOX | 9780 | 0.15
NOX | 9784 | 0.75
NOX | 9785 | 0.75
NOX | 9786 | 0.75
NOX | 9787 | 0.75
NOX | 9789 | 0.225
NOX | 9790 | 0.15
NOX | 9791 | 0.75
NOX | 9792 | 0.153
NOX | 9797 | 0.166
NOX | 9798 | 0.75
NOX | 9799 | 0.75
NOX | 9800 | 0.75
NOX | 9802 | 0.574
NOX | 9803 | 0.75
NOX | 9805 | 0.75
NOX | 9806 | 0.75
NOX | 9807 | 0.75
NOX | 9808 | 0.75
NOX | 9809 | 0.75
NOX | 9810 | 0.75
NOX | 9811 | 0.75
NOX | 9812 | 0.75
NOX | 9821 | 0.75
NOX | 9822 | 0.75
NOX | 9829 | 0.06265
NOX | 9836 | 0.75
NOX | 9837 | 0.75
NOX | 9838 | 0.125
NOX | 9839 | 0.125
NOX | 9843 | 0.15
NOX | 9846 | 0.75
NOX | 9847 | 0.356
NOX | 9848 | 0.75
NOX | 9851 | 0.125
NOX | 9852 | 0.319
NOX | 9854 | 0.232
NOX | 9855 | 0.0833
NOX | 9856 | 0.23
NOX | 9857 | 0.23
NOX | 9858 | 0.15
NOX | 9863 | 0.15
NOX | 9864 | 0.319
NOX | 9866 | 0.17
NOX | 9867 | 0.15
NOX | 9868 | 0.15
NOX | 9870 | 0.149
NOX | 9871 | 0.356
NOX | 9876 | 0.75
NOX | 9877 | 0.15
NOX | 9878 | 0.75
NOX | 9884 | 0.232
NOX | 9885 | 0.125
NOX | 9886 | 0.07169
NOX | 9887 | 0.15
NOX | 9888 | 0.15
NOX | 9890 | 0.232
NOX | 9892 | 0.15
NOX | 9893 | 0.145
NOX | 9894 | 0.0298
NOX | 9897 | 0.153
NOX | 9898 | 0.1207
NOX | 9899 | 0.23
NOX | 9900 | 0.0748
NOX | 9902 | 0.0085
NOX | 9903 | 0.232
NOX | 9906 | 0.34
NOX | 9909 | 0.462
NOX | 9910 | 0.356
NOX | 9911 | 0.125
NOX | 9912 | 0.153
NOX | 9913 | 0.15
NOX | 9916 | 0.107
NOX | 9918 | 0.0672
NOX | 9919 | 0.0672
NOX | 9920 | 0.75
NOX | 9921 | 0.153
NOX | 9923 | 0.14
NOX | 9925 | 0.145
NOX | 9926 | 0.319
NOX | 9929 | 0.462
NOX | 9930 | 0.15
NOX | 9931 | 0.15
NOX | 9934 | 0.145
NOX | 9938 | 0.356
NOX | 9940 | 0.0541
NOX | 9941 | 0.356
NOX | 9942 | 0.319
NOX | 9943 | 0.356
NOX | 9945 | 0.75
NOX | 9946 | 0.15
NOX | 9947 | 0.462
NOX | 9948 | 0.105
NOX | 9949 | 0.0326
NOX | 9952 | 0.356
NOX | 9953 | 0.153
NOX | 9954 | 0.15
NOX | 9956 | 0.1624
NOX | 9957 | 0.08
NOX | 9958 | 0.3981
NOX | 9959 | 0.256
NOX | 9960 | 0.09303
NOX | 9961 | 0.319
NOX | 9963 | 0.15
NOX | 9964 | 0.03
NOX | 9966 | 0.107
NOX | 9967 | 0.08052
NOX | 9968 | 0.14
NOX | 9969 | 0.23
NOX | 9971 | 0.15
NOX | 9972 | 0.462
NOX | 9973 | 0.319
NOX | 9974 | 0.02636
NOX | 9975 | 0.023
NOX | 9976 | 0.094
NOX | 9977 | 0.319
NOX | 9978 | 0.15
NOX | 9979 | 0.15
NOX | 9980 | 0.145
NOX | 9981 | 0.15
NOX | 9982 | 0.356
NOX | 9985 | 0.23
NOX | 9986 | 0.23
NOX | 9987 | 0.04
NOX | 9988 | 0.75
NOX | 9989 | 0.75
NOX | 9990 | 0.75
NOX | 9991 | 0.243
NOX | 9993 | 0.166
NOX | 9994 | 0.093
NOX | 9995 | 0.319
NOX | 9996 | 0.75
NOX | 9999 | 0.0109
NOX | 10001 | 0.166
NOX | 10002 | 0.25
NOX | 10005 | 0.14
NOX | 10009 | 0.145
NOX | 10015 | 0.75
NOX | 10016 | 0.75
NOX | 10019 | 0.03675
NOX | 10020 | 0.08956
NOX | 10021 | 0.09356
NOX | 10022 | 0.05024
NOX | 10023 | 0.75
NOX | 10024 | 0.75
NOX | 10025 | 0.0266
NOX | 10073 | 0.574
NOX | 10077 | 0.09
NOX | 10078 | 0.15
NOX | 10080 | 0.093
NOX | 10081 | 0.574
NOX | 10083 | 0.08001
NOX | 10084 | 0.093
NOX | 10085 | 0.233
NOX | 10087 | 0.23
NOX | 10089 | 0.15
NOX | 10090 | 0.0165
NOX | 10091 | 0.15
NOX | 10094 | 0.145
NOX | 10095 | 0.356
NOX | 10098 | 0.4
NOX | 10099 | 0.75
NOX | 10100 | 0.093
NOX | 10102 | 0.09
NOX | 10104 | 0.166
NOX | 10105 | 0.15
NOX | 10106 | 0.15
NOX | 10107 | 0.09
NOX | 10112 | 0.23
NOX | 10113 | 0.145
NOX | 10114 | 0.15
NOX | 10115 | 0.09
NOX | 10117 | 0.15
NOX | 10120 | 0.09
NOX | 10121 | 0.4
NOX | 10158 | 0.00548
NOX | 10159 | 0.233
NOX | 10161 | 0.15
NOX | 10163 | 0.356
NOX | 10165 | 0.15
NOX | 10166 | 0.75
NOX | 10167 | 0.05386
NOX | 10171 | 0.097
NOX | 10172 | 0.75
NOX | 10175 | 0.75
NOX | 10181 | 0.116
NOX | 10182 | 0.75
NOX | 10183 | 0.75
NOX | 10184 | 0.15
NOX | 10185 | 0.075
NOX | 10186 | 0.75
NOX | 10188 | 0.125
NOX | 10189 | 0.75
NOX | 10190 | 0.75
NOX | 10191 | 0.75
NOX | 10192 | 0.15
NOX | 10194 | 0.75
NOX | 10195 | 0.75
NOX | 10197 | 0.75
NOX | 10198 | 0.75
NOX | 10199 | 0.574
NOX | 10200 | 0.75
NOX | 10201 | 0.574
NOX | 10202 | 0.75
NOX | 10209 | 0.75
NOX | 10212 | 0.145
NOX | 10215 | 0.75
NOX | 10216 | 0.15
NOX | 10217 | 0.75
NOX | 10219 | 0.15
NOX | 10220 | 0.75
NOX | 10221 | 0.75
NOX | 10222 | 0.75
NOX | 10223 | 0.75
NOX | 10225 | 0.75
NOX | 10226 | 0.75
NOX | 10227 | 0.75
NOX | 10229 | 0.75
NOX | 10230 | 0.75
NOX | 10231 | 0.75
NOX | 10232 | 0.75
NOX | 10233 | 0.15
NOX | 10236 | 0.75
NOX | 10237 | 0.75
NOX | 10238 | 0.75
NOX | 10239 | 0.75
NOX | 10241 | 0.039
NOX | 10242 | 0.75
NOX | 10243 | 0.75
NOX | 10245 | 0.01718
NOX | 10246 | 0.0166
NOX | 10248 | 0.15
NOX | 10251 | 0.145
NOX | 10253 | 0.145
NOX | 10260 | 0.15
NOX | 10264 | 0.15
NOX | 10265 | 0.04244
NOX | 10267 | 0.116
NOX | 10268 | 0.23
NOX | 10274 | 0.15
NOX | 10275 | 0.0177
NOX | 10277 | 0.75
NOX | 10278 | 0.75
NOX | 10280 | 0.233
NOX | 10285 | 0.884
NOX | 10286 | 0.093
NOX | 10289 | 0.093
NOX | 10294 | 0.15
NOX | 10297 | 0.09
NOX | 10298 | 0.0245
NOX | 10299 | 0.2696
NOX | 10302 | 0.23
NOX | 10303 | 0.1935
NOX | 10304 | 0.09
NOX | 10307 | 0.163
NOX | 10308 | 0.15
NOX | 10309 | 0.75
NOX | 10311 | 0.365
NOX | 10315 | 0.75
NOX | 10316 | 0.75
NOX | 10318 | 0.1102
NOX | 10321 | 0.75
NOX | 10322 | 0.14
NOX | 10324 | 0.75
NOX | 10326 | 0.75
NOX | 10329 | 0.75
NOX | 10331 | 0.347
NOX | 10332 | 0.347
NOX | 10333 | 0.347
NOX | 10334 | 0.347
NOX | 10335 | 0.347
NOX | 10336 | 0.347
NOX | 10337 | 0.347
NOX | 10338 | 0.347
NOX | 10339 | 0.347
NOX | 10341 | 0.15
NOX | 10344 | 0.064
NOX | 10345 | 0.06307
NOX | 10346 | 0.01435
NOX | 10347 | 0.1207
NOX | 10348 | 0.02368
NOX | 10354 | 0.145
NOX | 10355 | 0.01462
NOX | 10356 | 0.00618
NOX | 10357 | 0.00731
NOX | 10358 | 0.0067
NOX | 10364 | 0.116
NOX | 10365 | 0.02003
NOX | 10366 | 0.00868
NOX | 10367 | 0.00835
NOX | 10368 | 0.00752
NOX | 10369 | 0.23
NOX | 10370 | 0.0099
NOX | 10371 | 0.04157
NOX | 10372 | 0.093
NOX | 10461 | 0.233
NOX | 10462 | 0.233
NOX | 10463 | 0.233
NOX | 10464 | 0.233
NOX | 10465 | 0.233
NOX | 10466 | 0.233
NOX | 10467 | 0.233
NOX | 10468 | 0.233
NOX | 10469 | 0.15
NOX | 10471 | 0.233
NOX | 10472 | 0.093
NOX | 10473 | 0.233
NOX | 10474 | 0.233
NOX | 10475 | 0.12
NOX | 10476 | 0.12
NOX | 10477 | 0.12
NOX | 10479 | 0.092
NOX | 10481 | 0.15
NOX | 10482 | 0.145
NOX | 10483 | 0.14
NOX | 10484 | 0.15
NOX | 10485 | 0.203
NOX | 10486 | 0.203
NOX | 10487 | 0.203
NOX | 10488 | 0.145
NOX | 10489 | 0.038
NOX | 10491 | 0.125
NOX | 10492 | 0.14
NOX | 10493 | 0.203
NOX | 10494 | 0.15
NOX | 10495 | 0.15
NOX | 10496 | 0.15
NOX | 10497 | 0.15
NOX | 10520 | 0.11453
NOX | 10522 | 0.093
NOX | 10525 | 0.5308
NOX | 10527 | 0.254
NOX | 10528 | 0.145
NOX | 10530 | 0.233
NOX | 10533 | 0.12
NOX | 10536 | 0.023
NOX | 10537 | 0.046
NOX | 10538 | 0.01122
NOX | 10539 | 0.14
NOX | 10540 | 0.14
NOX | 10541 | 0.15
NOX | 10542 | 0.15
NOX | 10543 | 0.01183
NOX | 10544 | 0.145
NOX | 10545 | 0.14
NOX | 10546 | 0.093
NOX | 10547 | 0.75
NOX | 10548 | 0.75
NOX | 10549 | 0.75
NOX | 10550 | 0.75
NOX | 10551 | 0.8
NOX | 10552 | 0.2311
NOX | 10553 | 0.099
NOX | 10554 | 0.75
NOX | 10555 | 0.10021
NOX | 10556 | 0.75
NOX | 10557 | 0.75
NOX | 10558 | 0.083
NOX | 10559 | 0.75
NOX | 10560 | 0.347
NOX | 10561 | 0.09
NOX | 10562 | 0.171
NOX | 10593 | 0.00478
NOX | 10594 | 0.07581
NOX | 10595 | 0.02381
NOX | 10596 | 0.02455
NOX | 10598 | 0.15
NOX | 10601 | 0.15
NOX | 10602 | 0.15
NOX | 10603 | 0.75
NOX | 10604 | 0.75
NOX | 10605 | 0.01514
NOX | 10606 | 0.15
NOX | 10607 | 0.009
NOX | 10608 | 0.75
NOX | 10609 | 0.5989
NOX | 10610 | 0.12
NOX | 10611 | 0.75
NOX | 10612 | 0.356
NOX | 10614 | 0.75
NOX | 10616 | 0.75
NOX | 10617 | 0.01119
NOX | 10618 | 0.15
NOX | 10619 | 0.10368
NOX | 10621 | 0.574
NOX | 10622 | 0.75
NOX | 10623 | 0.69989
NOX | 10624 | 0.356
NOX | 10626 | 0.75
NOX | 10627 | 0.5032
NOX | 10628 | 0.75
NOX | 10629 | 0.75
NOX | 10630 | 0.75
NOX | 10631 | 0.75
NOX | 10632 | 0.2
NOX | 10633 | 0.75
NOX | 10634 | 0.15
NOX | 10635 | 0.356
NOX | 10636 | 0.75
NOX | 10637 | 0.16
NOX | 10638 | 0.75
NOX | 10639 | 0.75
NOX | 10640 | 0.75
NOX | 10642 | 0.0304
NOX | 10643 | 0.75
NOX | 10644 | 0.089
NOX | 10645 | 0.23
NOX | 10646 | 0.15
NOX | 10647 | 0.14
NOX | 10648 | 0.027
NOX | 10649 | 0.00781
NOX | 10650 | 0.06788
NOX | 10651 | 0.162
NOX | 10652 | 0.1214
NOX | 10653 | 0.15
NOX | 10654 | 0.039
NOX | 10655 | 0.2574
NOX | 10656 | 0.05447
NOX | 10657 | 0.12
NOX | 10658 | 0.15
NOX | 10659 | 0.01322
NOX | 10662 | 0.093
NOX | 10664 | 0.233
NOX | 10665 | 0.15
NOX | 10666 | 0.75
NOX | 10667 | 0.75
NOX | 10668 | 0.15
NOX | 10670 | 0.09
NOX | 10672 | 0.05
NOX | 10677 | 0.15
NOX | 10678 | 0.12
NOX | 10679 | 0.23
NOX | 10776 | 0.075
NOX | 10791 | 0.15
NOX | 10792 | 0.15
NOX | 10793 | 0.15
NOX | 10794 | 0.07419
NOX | 10795 | 0.045
NOX | 10796 | 0.019
NOX | 10798 | 0.0293
NOX | 10799 | 0.1311
NOX | 10800 | 0.0863
NOX | 10801 | 0.029
NOX | 10803 | 0.03284
NOX | 10804 | 0.03236
NOX | 10805 | 0.01781
NOX | 10806 | 0.023
NOX | 10807 | 0.02
NOX | 10808 | 0.01826
NOX | 10809 | 0.01496
NOX | 10810 | 0.03743
NOX | 10811 | 0.693
NOX | 10812 | 0.0224
NOX | 10813 | 0.0229
NOX | 10814 | 0.0202
NOX | 10815 | 0.03911
NOX | 10816 | 0.0342
NOX | 10818 | 0.05395
NOX | 10819 | 0.05066
NOX | 10820 | 0.02213
NOX | 10821 | 0.02072
NOX | 10822 | 0.145
NOX | 10823 | 0.03553
NOX | 10826 | 0.01686
NOX | 10830 | 0.075
NOX | 10837 | 0.06383
NOX | 10838 | 0.06416
NOX | 10839 | 0.01267
NOX | 10840 | 0.04501
NOX | 10843 | 0.09031
NOX | 10847 | 0.09
NOX | 10851 | 0.09
NOX | 10853 | 0.18
NOX | 10854 | 0.145
NOX | 10859 | 0.23
NOX | 10860 | 0.072
NOX | 10861 | 0.23
NOX | 10864 | 0.04518
NOX | 10865 | 0.15
NOX | 10868 | 0.23
NOX | 10869 | 0.12
NOX | 10871 | 0.03385
NOX | 10875 | 0.041
NOX | 10879 | 0.02
NOX | 10881 | 0.12
NOX | 10883 | 0.145
NOX | 10886 | 0.02357
NOX | 10887 | 0.145
NOX | 10888 | 0.15
NOX | 10892 | 0.15
NOX | 10894 | 0.15
NOX | 10895 | 0.03904
NOX | 10896 | 0.006
NOX | 10899 | 0.15
NOX | 10902 | 0.12
NOX | 10903 | 0.06492
NOX | 10905 | 0.149
NOX | 10907 | 0.037
NOX | 10908 | 0.0524
NOX | 10911 | 0.1308
NOX | 10920 | 0.15
NOX | 10922 | 0.116
NOX | 10923 | 0.116
NOX | 10924 | 0.116
NOX | 10925 | 0.116
NOX | 10926 | 0.116
NOX | 10927 | 0.116
NOX | 10932 | 0.116
NOX | 10933 | 0.116
NOX | 10934 | 0.06852
NOX | 10935 | 0.13
NOX | 10936 | 0.75
NOX | 10937 | 0.232
NOX | 10938 | 0.232
NOX | 10940 | 0.153
NOX | 10941 | 0.884
NOX | 10943 | 0.356
NOX | 10945 | 0.23
NOX | 10946 | 0.02681
NOX | 10948 | 0.04318
NOX | 10953 | 0.319
NOX | 10954 | 0.75
NOX | 10955 | 0.153
NOX | 10956 | 0.232
NOX | 10958 | 0.125
NOX | 10960 | 0.01976
NOX | 10961 | 0.23
NOX | 10962 | 0.356
NOX | 10963 | 0.04555
NOX | 10964 | 0.074
NOX | 10968 | 0.15
NOX | 10969 | 0.33018
NOX | 10970 | 0.23
NOX | 10971 | 0.5201
NOX | 10973 | 0.095
NOX | 10974 | 0.125
NOX | 10975 | 0.75
NOX | 10976 | 0.15
NOX | 10977 | 0.75
NOX | 10979 | 0.75
NOX | 10981 | 0.75
NOX | 10982 | 0.23
NOX | 10983 | 0.75
NOX | 10984 | 0.33606
NOX | 10985 | 0.15
NOX | 10986 | 0.2144
NOX | 10987 | 0.071
NOX | 10988 | 0.15
NOX | 10989 | 0.75
NOX | 10990 | 0.356
NOX | 10992 | 0.75
NOX | 10993 | 0.166
NOX | 10995 | 0.75
NOX | 10996 | 0.574
NOX | 10997 | 0.574
NOX | 10999 | 0.21
NOX | 11001 | 0.06664
NOX | 11003 | 0.75
NOX | 11004 | 0.75
NOX | 11005 | 0.75
NOX | 11006 | 0.05801
NOX | 11007 | 0.75
NOX | 11008 | 0.75
NOX | 11009 | 0.15
NOX | 11010 | 0.116
NOX | 11011 | 0.0655
NOX | 11012 | 0.75
NOX | 11013 | 0.0304
NOX | 11014 | 0.12022
NOX | 11016 | 0.75
NOX | 11017 | 0.574
NOX | 11018 | 0.2994
NOX | 11019 | 0.065
NOX | 11020 | 0.15
NOX | 11021 | 0.15
NOX | 11022 | 0.75
NOX | 11023 | 0.106
NOX | 11024 | 0.15
NOX | 11025 | 0.181
NOX | 11026 | 0.0879
NOX | 11027 | 0.75
NOX | 11028 | 0.75
NOX | 11029 | 0.14
NOX | 11030 | 0.75
NOX | 11031 | 0.75
NOX | 11032 | 0.18
NOX | 11033 | 0.347
NOX | 11034 | 0.225
NOX | 11035 | 0.15
NOX | 11036 | 0.75
NOX | 11037 | 0.75
NOX | 11038 | 0.145
NOX | 11039 | 0.02397
NOX | 11040 | 0.02239
NOX | 11041 | 0.75
NOX | 11042 | 0.0449
NOX | 11043 | 0.0413
NOX | 11044 | 0.347
NOX | 11045 | 0.75
NOX | 11046 | 0.75
NOX | 11047 | 0.1169
NOX | 11048 | 0.75
NOX | 11049 | 0.75
NOX | 11050 | 0.02668
NOX | 11051 | 0.75
NOX | 11052 | 0.75
NOX | 11054 | 0.02439
NOX | 11057 | 0.15
NOX | 11058 | 0.15
NOX | 11059 | 0.347
NOX | 11060 | 0.75
NOX | 11061 | 0.14
NOX | 11062 | 0.75
NOX | 11064 | 0.356
NOX | 11065 | 0.12
NOX | 11066 | 0.08
NOX | 11067 | 0.19985
NOX | 11068 | 0.01186
NOX | 11069 | 0.027
NOX | 11070 | 0.027
NOX | 11071 | 0.03418
NOX | 11072 | 0.026
NOX | 11074 | 0.004
NOX | 11075 | 0.356
NOX | 11076 | 0.4741
NOX | 11077 | 0.072
NOX | 11078 | 0.75
NOX | 11079 | 0.2574
NOX | 11080 | 0.4507
NOX | 11081 | 0.033
NOX | 11082 | 0.145
NOX | 11083 | 0.125
NOX | 11084 | 0.08
NOX | 11085 | 0.02138
NOX | 11088 | 0.203
NOX | 11089 | 0.145
NOX | 11090 | 0.0293
NOX | 11091 | 0.203
NOX | 11096 | 0.0228
NOX | 11101 | 0.20216
NOX | 11102 | 0.15
NOX | 11103 | 0.113
NOX | 11105 | 0.75
NOX | 11107 | 0.11524
NOX | 11109 | 0.01822
NOX | 11110 | 0.09306
NOX | 11113 | 0.23
NOX | 11116 | 0.03
NOX | 11120 | 0.09
NOX | 11121 | 0.225
NOX | 11126 | 0.14
NOX | 11127 | 0.078
NOX | 11128 | 0.09726
NOX | 11129 | 0.03308
NOX | 11130 | 0.0659
NOX | 11131 | 0.01308
NOX | 11132 | 0.0234
NOX | 11133 | 0.75
NOX | 11134 | 0.11
NOX | 11135 | 0.11
NOX | 11136 | 0.347
NOX | 11137 | 0.462
NOX | 11138 | 0.125
NOX | 11140 | 0.347
NOX | 11142 | 0.347
NOX | 11143 | 0.347
NOX | 11145 | 0.75
NOX | 11146 | 0.462
SO2 | 1 | 0.0006
SO2 | 6 | 1
SO2 | 7 | 0.31627
SO2 | 8 | 0.31627
SO2 | 10 | 1.01
SO2 | 14 | 0.002
SO2 | 15 | 0.002
SO2 | 16 | 1.01
SO2 | 17 | 0.0006
SO2 | 20 | 0.0006
SO2 | 21 | 0.0006
SO2 | 23 | 0.121
SO2 | 24 | 1.01
SO2 | 25 | 1.01
SO2 | 26 | 0.001
SO2 | 28 | 0.136
SO2 | 32 | 0.0006
SO2 | 37 | 1.01
SO2 | 39 | 1.01
SO2 | 41 | 1.01
SO2 | 45 | 1.01
SO2 | 46 | 1.01
SO2 | 54 | 1.01
SO2 | 55 | 1.01
SO2 | 56 | 1.01
SO2 | 57 | 0.121
SO2 | 58 | 1.01
SO2 | 62 | 0.0006
SO2 | 67 | 0.0006
SO2 | 68 | 0.0006
SO2 | 70 | 1.01
SO2 | 71 | 1.01
SO2 | 75 | 1.01
SO2 | 76 | 1.01
SO2 | 81 | 1.01
SO2 | 82 | 1.01
SO2 | 85 | 0.05067
SO2 | 87 | 0.001
SO2 | 89 | 0.0006
SO2 | 90 | 1.01
SO2 | 91 | 1.01
SO2 | 92 | 0.0006
SO2 | 94 | 0.0006
SO2 | 95 | 0.0006
SO2 | 96 | 0.0006
SO2 | 97 | 1.01
SO2 | 100 | 1.01
SO2 | 110 | 1.01
SO2 | 111 | 1.01
SO2 | 113 | 0.001
SO2 | 114 | 0.001
SO2 | 117 | 0.001
SO2 | 118 | 0.001
SO2 | 119 | 0.001
SO2 | 121 | 0.001
SO2 | 126 | 1.01
SO2 | 127 | 1.01
SO2 | 128 | 1.01
SO2 | 142 | 1.01
SO2 | 145 | 0.001
SO2 | 154 | 0.04687
SO2 | 155 | 0.00126
SO2 | 157 | 1.2734
SO2 | 158 | 1.01
SO2 | 161 | 0.001
SO2 | 162 | 1.01
SO2 | 165 | 0.92756
SO2 | 168 | 1.01
SO2 | 169 | 0.0006
SO2 | 171 | 0.0006
SO2 | 173 | 0.0006
SO2 | 175 | 1.14
SO2 | 181 | 1.01
SO2 | 182 | 0.0006
SO2 | 183 | 1.01
SO2 | 185 | 0.001
SO2 | 187 | 0.01
SO2 | 188 | 0.01
SO2 | 189 | 0.01
SO2 | 190 | 0.01
SO2 | 191 | 0.0006
SO2 | 192 | 1.6072
SO2 | 196 | 2.7149
SO2 | 197 | 2.7149
SO2 | 198 | 2.7149
SO2 | 199 | 0.00593
SO2 | 200 | 0.0303
SO2 | 207 | 0.0006
SO2 | 208 | 0.0006
SO2 | 212 | 1.01
SO2 | 213 | 0.121
SO2 | 215 | 0.07789
SO2 | 224 | 1.01
SO2 | 225 | 0.0708
SO2 | 226 | 1.01
SO2 | 227 | 1.01
SO2 | 228 | 1.01
SO2 | 232 | 1.01
SO2 | 233 | 1.01
SO2 | 238 | 1.01
SO2 | 250 | 0.0006
SO2 | 251 | 0.00061
SO2 | 254 | 1.01
SO2 | 272 | 0.121
SO2 | 273 | 0.06639
SO2 | 274 | 0.44166
SO2 | 275 | 0.06639
SO2 | 280 | 0.32253
SO2 | 281 | 0.04049
SO2 | 282 | 0.04014
SO2 | 283 | 0.04057
SO2 | 284 | 0.0406
SO2 | 292 | 1.01
SO2 | 297 | 0.001
SO2 | 301 | 1.01
SO2 | 302 | 0.001
SO2 | 303 | 1.01
SO2 | 304 | 0.001
SO2 | 310 | 0.95
SO2 | 311 | 0.95
SO2 | 312 | 0.95
SO2 | 313 | 0.95
SO2 | 322 | 1.01
SO2 | 323 | 0.62176
SO2 | 324 | 0.62025
SO2 | 325 | 0.15
SO2 | 326 | 1.01
SO2 | 327 | 1.01
SO2 | 328 | 1.01
SO2 | 329 | 1.01
SO2 | 330 | 0.00319
SO2 | 333 | 1.01
SO2 | 335 | 1.01
SO2 | 336 | 1.01
SO2 | 337 | 0.0006
SO2 | 341 | 1.01
SO2 | 342 | 0.001
SO2 | 343 | 1.01
SO2 | 344 | 1.01
SO2 | 347 | 0.00066
SO2 | 349 | 1.01
SO2 | 350 | 1.01
SO2 | 351 | 1.01
SO2 | 352 | 1.01
SO2 | 353 | 0.5
SO2 | 356 | 1.01
SO2 | 357 | 0.136
SO2 | 359 | 0.005
SO2 | 360 | 0.001
SO2 | 361 | 0.001
SO2 | 364 | 0.17671
SO2 | 365 | 0.16409
SO2 | 366 | 0.13696
SO2 | 381 | 0.71865
SO2 | 383 | 0.001
SO2 | 384 | 0.136
SO2 | 386 | 1.01
SO2 | 387 | 1.01
SO2 | 390 | 0.41169
SO2 | 402 | 0.001
SO2 | 403 | 0.001
SO2 | 411 | 0.50059
SO2 | 412 | 0.50057
SO2 | 413 | 0.5004
SO2 | 414 | 0.5004
SO2 | 415 | 1.01
SO2 | 417 | 1.01
SO2 | 418 | 1.01
SO2 | 419 | 1.01
SO2 | 420 | 1.01
SO2 | 421 | 1.01
SO2 | 427 | 0.001
SO2 | 428 | 1.01
SO2 | 429 | 1.01
SO2 | 430 | 1.01
SO2 | 431 | 1.01
SO2 | 432 | 0.0006
SO2 | 439 | 1.01
SO2 | 440 | 0.0006
SO2 | 441 | 0.0006
SO2 | 442 | 0.0006
SO2 | 443 | 0.0006
SO2 | 445 | 3.3146
SO2 | 447 | 3.3146
SO2 | 448 | 3.3146
SO2 | 449 | 1.01
SO2 | 450 | 1.01
SO2 | 451 | 0.001
SO2 | 452 | 0.001
SO2 | 463 | 0.0006
SO2 | 464 | 0.0006
SO2 | 467 | 1.01
SO2 | 468 | 1.01
SO2 | 469 | 0.0006
SO2 | 470 | 0.0006
SO2 | 471 | 0.0006
SO2 | 472 | 1.372
SO2 | 473 | 1.372
SO2 | 474 | 1.186
SO2 | 475 | 1.186
SO2 | 476 | 1.186
SO2 | 477 | 1.186
SO2 | 482 | 1
SO2 | 485 | 1.01
SO2 | 486 | 1.01
SO2 | 488 | 0.121
SO2 | 491 | 1.64
SO2 | 494 | 0.0006
SO2 | 502 | 0.75647
SO2 | 503 | 0.74185
SO2 | 504 | 1.2205
SO2 | 505 | 0.14384
SO2 | 506 | 1.01
SO2 | 507 | 1.01
SO2 | 508 | 1.01
SO2 | 509 | 1.01
SO2 | 510 | 1.01
SO2 | 514 | 0.121
SO2 | 524 | 0.136
SO2 | 526 | 0.121
SO2 | 530 | 0.0006
SO2 | 531 | 0.001
SO2 | 532 | 1.01
SO2 | 534 | 0.001
SO2 | 536 | 0.001
SO2 | 537 | 0.001
SO2 | 538 | 0.001
SO2 | 539 | 0.001
SO2 | 540 | 0.001
SO2 | 541 | 0.136
SO2 | 542 | 1.01
SO2 | 543 | 1.01
SO2 | 544 | 0.001
SO2 | 545 | 0.001
SO2 | 546 | 0.121
SO2 | 547 | 0.121
SO2 | 549 | 0.001
SO2 | 550 | 0.0006
SO2 | 563 | 0.0006
SO2 | 571 | 0.36901
SO2 | 572 | 0.37004
SO2 | 573 | 0.36381
SO2 | 574 | 0.0006
SO2 | 575 | 0.0006
SO2 | 576 | 0.0006
SO2 | 581 | 0.0006
SO2 | 582 | 0.0006
SO2 | 583 | 1.01
SO2 | 584 | 0.0006
SO2 | 588 | 1.1201
SO2 | 589 | 1.1201
SO2 | 599 | 0.0006
SO2 | 601 | 1.01
SO2 | 602 | 0.6035
SO2 | 606 | 0.001
SO2 | 609 | 0.001
SO2 | 612 | 0.59965
SO2 | 613 | 0.6035
SO2 | 614 | 0.6035
SO2 | 615 | 0.6035
SO2 | 616 | 0.001
SO2 | 617 | 1.01
SO2 | 618 | 1.01
SO2 | 621 | 1.01
SO2 | 622 | 1.01
SO2 | 623 | 1.01
SO2 | 624 | 0.001
SO2 | 625 | 0.001
SO2 | 626 | 0.001
SO2 | 627 | 1.01
SO2 | 628 | 1.01
SO2 | 629 | 1.01
SO2 | 630 | 1.01
SO2 | 631 | 1.01
SO2 | 632 | 1.01
SO2 | 633 | 0.00124
SO2 | 634 | 0.00071
SO2 | 635 | 0.00067
SO2 | 636 | 1.01
SO2 | 645 | 0.45506
SO2 | 646 | 0.12246
SO2 | 647 | 0.12644
SO2 | 652 | 0.7191
SO2 | 653 | 0.56032
SO2 | 654 | 0.56032
SO2 | 655 | 0.56032
SO2 | 656 | 0.56032
SO2 | 657 | 0.54648
SO2 | 658 | 0.56032
SO2 | 659 | 0.55608
SO2 | 660 | 0.00064
SO2 | 661 | 0.00104
SO2 | 663 | 0.00064
SO2 | 667 | 0.47
SO2 | 668 | 0.47
SO2 | 669 | 0.47
SO2 | 670 | 0.95
SO2 | 671 | 0.95
SO2 | 672 | 0.95
SO2 | 675 | 0.001
SO2 | 679 | 1.01
SO2 | 681 | 1.01
SO2 | 682 | 1.01
SO2 | 687 | 1.01
SO2 | 688 | 1.01
SO2 | 689 | 1.01
SO2 | 690 | 0.0006
SO2 | 692 | 0.121
SO2 | 694 | 1.01
SO2 | 695 | 1.01
SO2 | 696 | 1.01
SO2 | 697 | 1.01
SO2 | 698 | 1.01
SO2 | 709 | 0.4695
SO2 | 714 | 0.50053
SO2 | 715 | 0.50053
SO2 | 718 | 1.01
SO2 | 719 | 1.01
SO2 | 722 | 0.00444
SO2 | 724 | 0.0006
SO2 | 728 | 0.001
SO2 | 729 | 1.01
SO2 | 735 | 0.0006
SO2 | 736 | 1.01
SO2 | 737 | 1.01
SO2 | 738 | 1.01
SO2 | 739 | 0.001
SO2 | 741 | 1.01
SO2 | 745 | 0.001
SO2 | 747 | 0.001
SO2 | 749 | 0.001
SO2 | 753 | 1.01
SO2 | 754 | 1.01
SO2 | 756 | 0.001
SO2 | 764 | 0.001
SO2 | 768 | 0.05924
SO2 | 770 | 0.25055
SO2 | 771 | 0.0006
SO2 | 772 | 0.001
SO2 | 773 | 0.0006
SO2 | 776 | 0.13282
SO2 | 780 | 1.86
SO2 | 781 | 0.564
SO2 | 782 | 0.564
SO2 | 786 | 0.08071
SO2 | 787 | 0.08095
SO2 | 788 | 0.08079
SO2 | 793 | 0.19503
SO2 | 802 | 0.001
SO2 | 804 | 0.55312
SO2 | 810 | 0.00068
SO2 | 811 | 0.00068
SO2 | 812 | 1.01
SO2 | 813 | 0.136
SO2 | 816 | 1.01
SO2 | 817 | 1.01
SO2 | 824 | 1.05
SO2 | 836 | 1.01
SO2 | 837 | 1.0818
SO2 | 839 | 1.01
SO2 | 840 | 1.0908
SO2 | 841 | 1.0779
SO2 | 842 | 1.1888
SO2 | 846 | 1.01
SO2 | 854 | 0.0006
SO2 | 862 | 0.04869
SO2 | 867 | 1.01
SO2 | 868 | 1.01
SO2 | 869 | 1.01
SO2 | 870 | 1.01
SO2 | 871 | 1.01
SO2 | 872 | 1.01
SO2 | 875 | 0.0006
SO2 | 876 | 1.01
SO2 | 877 | 1.01
SO2 | 879 | 1.01
SO2 | 880 | 1.01
SO2 | 881 | 1.01
SO2 | 882 | 1.01
SO2 | 883 | 1.01
SO2 | 884 | 1.01
SO2 | 885 | 1.01
SO2 | 893 | 1.01
SO2 | 895 | 0.001
SO2 | 897 | 0.0006
SO2 | 903 | 0.09604
SO2 | 904 | 0.0006
SO2 | 914 | 0.0006
SO2 | 915 | 1.01
SO2 | 925 | 1.01
SO2 | 931 | 0.38202
SO2 | 933 | 0.0006
SO2 | 936 | 0.00065
SO2 | 938 | 0.002
SO2 | 939 | 0.00103
SO2 | 940 | 1.3541
SO2 | 942 | 1.35
SO2 | 943 | 1.3421
SO2 | 951 | 1.01
SO2 | 952 | 1.01
SO2 | 954 | 1.01
SO2 | 955 | 1.01
SO2 | 962 | 1.01
SO2 | 963 | 0.0006
SO2 | 964 | 1.01
SO2 | 965 | 1.01
SO2 | 966 | 1.01
SO2 | 967 | 1.01
SO2 | 968 | 0.11
SO2 | 969 | 0.11
SO2 | 970 | 0.11
SO2 | 971 | 1.01
SO2 | 978 | 0.0006
SO2 | 983 | 1.3848
SO2 | 984 | 1.412
SO2 | 989 | 0.55137
SO2 | 992 | 0.0006
SO2 | 995 | 1.01
SO2 | 997 | 0.0006
SO2 | 999 | 0.0006
SO2 | 1005 | 0.136
SO2 | 1008 | 1.01
SO2 | 1030 | 1.01
SO2 | 1031 | 1.01
SO2 | 1032 | 1.01
SO2 | 1038 | 0.0006
SO2 | 1039 | 0.0006
SO2 | 1040 | 0.0006
SO2 | 1041 | 0.0006
SO2 | 1046 | 1.01
SO2 | 1058 | 1.05
SO2 | 1060 | 1.05
SO2 | 1064 | 0.00711
SO2 | 1065 | 0.49759
SO2 | 1068 | 2.96
SO2 | 1069 | 2.96
SO2 | 1070 | 1.01
SO2 | 1073 | 1.01
SO2 | 1074 | 1.01
SO2 | 1084 | 0.75004
SO2 | 1087 | 1.01
SO2 | 1097 | 1.01
SO2 | 1098 | 1.01
SO2 | 1099 | 1.01
SO2 | 1101 | 1.01
SO2 | 1103 | 1.01
SO2 | 1104 | 1.01
SO2 | 1105 | 0.001
SO2 | 1106 | 1.01
SO2 | 1112 | 0.001
SO2 | 1113 | 0.001
SO2 | 1114 | 0.001
SO2 | 1116 | 1.01
SO2 | 1120 | 0.121
SO2 | 1121 | 1.01
SO2 | 1122 | 1.3364
SO2 | 1123 | 1.3272
SO2 | 1127 | 0.11
SO2 | 1128 | 0.11
SO2 | 1140 | 1.2519
SO2 | 1141 | 0.00094
SO2 | 1142 | 0.04623
SO2 | 1144 | 1.01
SO2 | 1145 | 1.01
SO2 | 1146 | 1.01
SO2 | 1153 | 0.5599
SO2 | 1154 | 0.5599
SO2 | 1161 | 0.0006
SO2 | 1173 | 0.001
SO2 | 1176 | 1.01
SO2 | 1178 | 1.01
SO2 | 1179 | 1.01
SO2 | 1181 | 1.01
SO2 | 1182 | 1.01
SO2 | 1193 | 1.01
SO2 | 1197 | 0.06333
SO2 | 1203 | 0.001
SO2 | 1204 | 0.001
SO2 | 1205 | 0.0006
SO2 | 1214 | 1.01
SO2 | 1215 | 0.001
SO2 | 1216 | 0.001
SO2 | 1217 | 1.01
SO2 | 1220 | 1.01
SO2 | 1229 | 1.01
SO2 | 1230 | 1.01
SO2 | 1231 | 1.01
SO2 | 1232 | 1.01
SO2 | 1233 | 1.01
SO2 | 1243 | 0.0006
SO2 | 1244 | 0.00058
SO2 | 1245 | 0.00058
SO2 | 1246 | 0.001
SO2 | 1247 | 0.001
SO2 | 1251 | 0.12481
SO2 | 1256 | 0.001
SO2 | 1257 | 0.00104
SO2 | 1258 | 1.01
SO2 | 1259 | 0.001
SO2 | 1260 | 1.01
SO2 | 1261 | 1.05
SO2 | 1262 | 1.01
SO2 | 1263 | 1.01
SO2 | 1264 | 1.01
SO2 | 1265 | 1.01
SO2 | 1266 | 0.001
SO2 | 1267 | 0.001
SO2 | 1268 | 1.05
SO2 | 1269 | 1.01
SO2 | 1277 | 1.01
SO2 | 1278 | 1.01
SO2 | 1279 | 0.0006
SO2 | 1287 | 1.01
SO2 | 1288 | 0.001
SO2 | 1289 | 1.01
SO2 | 1290 | 1.01
SO2 | 1291 | 1.01
SO2 | 1293 | 0.737
SO2 | 1296 | 0.121
SO2 | 1299 | 0.67563
SO2 | 1300 | 0.67563
SO2 | 1309 | 0.51988
SO2 | 1311 | 0.0006
SO2 | 1312 | 1.01
SO2 | 1313 | 1.01
SO2 | 1314 | 1.01
SO2 | 1315 | 1.01
SO2 | 1322 | 2.8184
SO2 | 1328 | 0.0006
SO2 | 1338 | 1.01
SO2 | 1339 | 1.01
SO2 | 1347 | 1.01
SO2 | 1360 | 1.01
SO2 | 1361 | 1.01
SO2 | 1362 | 1.01
SO2 | 1363 | 1.05
SO2 | 1364 | 1.05
SO2 | 1365 | 1.05
SO2 | 1366 | 1.05
SO2 | 1367 | 1.01
SO2 | 1368 | 0.002
SO2 | 1376 | 1.01
SO2 | 1377 | 1.01
SO2 | 1379 | 0.38898
SO2 | 1381 | 0.38898
SO2 | 1383 | 0.38898
SO2 | 1385 | 0.38898
SO2 | 1402 | 3.8447
SO2 | 1411 | 0.0006
SO2 | 1413 | 0.0006
SO2 | 1414 | 0.0006
SO2 | 1415 | 0.0006
SO2 | 1416 | 0.001
SO2 | 1420 | 1.01
SO2 | 1423 | 0.001
SO2 | 1424 | 0.001
SO2 | 1429 | 0.0422
SO2 | 1430 | 0.00072
SO2 | 1431 | 2.947
SO2 | 1432 | 2.8436
SO2 | 1433 | 0.23988
SO2 | 1434 | 1.01
SO2 | 1435 | 0.00119
SO2 | 1436 | 0.00106
SO2 | 1437 | 0.0318
SO2 | 1442 | 1.01
SO2 | 1443 | 0.001
SO2 | 1444 | 1.01
SO2 | 1445 | 0.001
SO2 | 1447 | 0.001
SO2 | 1448 | 0.00204
SO2 | 1452 | 0.001
SO2 | 1453 | 1.01
SO2 | 1456 | 0.0006
SO2 | 1459 | 1.01
SO2 | 1461 | 0.7
SO2 | 1462 | 0.7
SO2 | 1463 | 1.01
SO2 | 1464 | 0.0006
SO2 | 1465 | 0.0006
SO2 | 1467 | 0.00727
SO2 | 1469 | 1.01
SO2 | 1471 | 1.01
SO2 | 1472 | 1.01
SO2 | 1473 | 1.01
SO2 | 1475 | 0.5
SO2 | 1490 | 0.0006
SO2 | 1491 | 0.49573
SO2 | 1492 | 3.7642
SO2 | 1494 | 1.01
SO2 | 1495 | 1.01
SO2 | 1496 | 1.01
SO2 | 1497 | 1.01
SO2 | 1498 | 1.01
SO2 | 1499 | 0.01
SO2 | 1500 | 0.01
SO2 | 1501 | 0.01
SO2 | 1506 | 0.001
SO2 | 1507 | 0.001
SO2 | 1508 | 1.01
SO2 | 1510 | 0.5005
SO2 | 1511 | 0.03934
SO2 | 1512 | 0.03934
SO2 | 1513 | 0.01
SO2 | 1514 | 1.01
SO2 | 1515 | 1.01
SO2 | 1516 | 2.46
SO2 | 1517 | 1.01
SO2 | 1521 | 1.01
SO2 | 1522 | 1.01
SO2 | 1523 | 1.01
SO2 | 1524 | 0.001
SO2 | 1528 | 0.001
SO2 | 1529 | 1.01
SO2 | 1530 | 1.01
SO2 | 1531 | 0.001
SO2 | 1532 | 1.01
SO2 | 1533 | 1.01
SO2 | 1536 | 1.01
SO2 | 1538 | 1.01
SO2 | 1540 | 1.01
SO2 | 1542 | 1.01
SO2 | 1543 | 1.01
SO2 | 1547 | 0.0009
SO2 | 1548 | 0.0009
SO2 | 1554 | 0.0006
SO2 | 1558 | 1.01
SO2 | 1559 | 1.01
SO2 | 1561 | 1.01
SO2 | 1562 | 1.01
SO2 | 1563 | 1.01
SO2 | 1568 | 1.01
SO2 | 1584 | 1.01
SO2 | 1586 | 0.00636
SO2 | 1587 | 0.00636
SO2 | 1589 | 0.00636
SO2 | 1590 | 0.19362
SO2 | 1597 | 1.01
SO2 | 1599 | 0.001
SO2 | 1602 | 0.001
SO2 | 1605 | 0.001
SO2 | 1606 | 0.001
SO2 | 1607 | 0.0006
SO2 | 1610 | 0.136
SO2 | 1611 | 1.01
SO2 | 1612 | 1.01
SO2 | 1613 | 0.001
SO2 | 1614 | 0.01028
SO2 | 1615 | 0.01028
SO2 | 1616 | 0.01028
SO2 | 1617 | 0.01
SO2 | 1619 | 1.01
SO2 | 1620 | 1.01
SO2 | 1621 | 0.50032
SO2 | 1622 | 0.0023
SO2 | 1624 | 0.0006
SO2 | 1626 | 1.01
SO2 | 1628 | 0.08353
SO2 | 1629 | 0.09028
SO2 | 1630 | 0.06126
SO2 | 1631 | 0.05694
SO2 | 1632 | 0.07593
SO2 | 1633 | 0.001
SO2 | 1640 | 1.01
SO2 | 1642 | 1.01
SO2 | 1645 | 1.01
SO2 | 1646 | 1.01
SO2 | 1649 | 0.0007
SO2 | 1650 | 1.01
SO2 | 1651 | 1.01
SO2 | 1653 | 0.001
SO2 | 1654 | 1.01
SO2 | 1655 | 1.01
SO2 | 1658 | 0.0006
SO2 | 1659 | 0.0006
SO2 | 1662 | 1.01
SO2 | 1664 | 0.0006
SO2 | 1668 | 0.0006
SO2 | 1669 | 0.17
SO2 | 1670 | 0.001
SO2 | 1671 | 1.01
SO2 | 1672 | 0.001
SO2 | 1673 | 1.01
SO2 | 1679 | 0.0006
SO2 | 1680 | 0.0006
SO2 | 1683 | 1.01
SO2 | 1698 | 0.001
SO2 | 1699 | 0.001
SO2 | 1700 | 0.001
SO2 | 1701 | 0.001
SO2 | 1702 | 0.001
SO2 | 1705 | 1.01
SO2 | 1713 | 1.01
SO2 | 1716 | 0.00217
SO2 | 1718 | 1.01
SO2 | 1719 | 1.01
SO2 | 1721 | 0.0006
SO2 | 1722 | 1.01
SO2 | 1728 | 0.00094
SO2 | 1729 | 0.121
SO2 | 1732 | 1.01
SO2 | 1733 | 1.01
SO2 | 1734 | 0.001
SO2 | 1736 | 1.01
SO2 | 1737 | 1.01
SO2 | 1738 | 1.01
SO2 | 1739 | 1.01
SO2 | 1751 | 0.26541
SO2 | 1752 | 0.26541
SO2 | 1755 | 1.01
SO2 | 1756 | 1.01
SO2 | 1757 | 0.0006
SO2 | 1760 | 1.01
SO2 | 1761 | 1.01
SO2 | 1762 | 1.01
SO2 | 1769 | 1.01
SO2 | 1772 | 1.01
SO2 | 1773 | 1.01
SO2 | 1774 | 1.46
SO2 | 1775 | 1.01
SO2 | 1784 | 0.001
SO2 | 1785 | 0.001
SO2 | 1786 | 0.001
SO2 | 1787 | 0.001
SO2 | 1788 | 0.001
SO2 | 1789 | 0.0006
SO2 | 1792 | 1.01
SO2 | 1793 | 1.01
SO2 | 1794 | 0.00764
SO2 | 1796 | 0.73402
SO2 | 1797 | 0.24567
SO2 | 1798 | 0.001
SO2 | 1820 | 1.01
SO2 | 1821 | 1.01
SO2 | 1822 | 1.01
SO2 | 1825 | 0.001
SO2 | 1827 | 0.136
SO2 | 1828 | 0.02162
SO2 | 1829 | 0.0006
SO2 | 1835 | 1.01
SO2 | 1836 | 0.06
SO2 | 1837 | 0.06
SO2 | 1838 | 1.01
SO2 | 1839 | 1.01
SO2 | 1840 | 1.01
SO2 | 1846 | 1.5099
SO2 | 1848 | 1.5196
SO2 | 1852 | 0.03194
SO2 | 1853 | 2.0215
SO2 | 1854 | 1.956
SO2 | 1855 | 1.9711
SO2 | 1856 | 1.9467
SO2 | 1857 | 0.03188
SO2 | 1858 | 0.03729
SO2 | 1861 | 1.01
SO2 | 1863 | 0.0006
SO2 | 1864 | 1.01
SO2 | 1865 | 1.01
SO2 | 1866 | 1.01
SO2 | 1867 | 1.01
SO2 | 1870 | 0.86729
SO2 | 1871 | 0.86729
SO2 | 1874 | 0.86729
SO2 | 1875 | 0.86729
SO2 | 1876 | 0.002
SO2 | 1877 | 0.002
SO2 | 1884 | 0.0006
SO2 | 1889 | 0.00099
SO2 | 1891 | 1.2999
SO2 | 1892 | 1.2999
SO2 | 1894 | 0.001
SO2 | 1895 | 1.01
SO2 | 1921 | 1.01
SO2 | 1922 | 1.01
SO2 | 1923 | 1.01
SO2 | 1924 | 1.01
SO2 | 1925 | 1.01
SO2 | 1931 | 1.01
SO2 | 1935 | 1.01
SO2 | 1939 | 0.0006
SO2 | 1941 | 1.01
SO2 | 1942 | 1.01
SO2 | 1943 | 1.01
SO2 | 1944 | 1.01
SO2 | 1945 | 1.01
SO2 | 1955 | 1.01
SO2 | 1958 | 0.001
SO2 | 1960 | 0.001
SO2 | 1961 | 0.0006
SO2 | 1962 | 0.0006
SO2 | 1963 | 0.0006
SO2 | 1964 | 1.01
SO2 | 1965 | 1.01
SO2 | 1970 | 1.01
SO2 | 1972 | 0.0006
SO2 | 1977 | 0.136
SO2 | 1978 | 0.121
SO2 | 1979 | 0.002
SO2 | 1980 | 0.0006
SO2 | 1981 | 0.002
SO2 | 1982 | 1.01
SO2 | 1983 | 1.01
SO2 | 1984 | 1.7
SO2 | 1986 | 0.50319
SO2 | 1987 | 0.5022
SO2 | 1989 | 1.01
SO2 | 1990 | 1.01
SO2 | 1995 | 0.04875
SO2 | 1996 | 0.001
SO2 | 1997 | 0.001
SO2 | 1998 | 0.001
SO2 | 1999 | 1.01
SO2 | 2000 | 0.001
SO2 | 2002 | 0.84584
SO2 | 2003 | 0.80143
SO2 | 2008 | 0.594
SO2 | 2009 | 0.594
SO2 | 2010 | 0.594
SO2 | 2011 | 2.46
SO2 | 2012 | 2.46
SO2 | 2013 | 0.00479
SO2 | 2015 | 0.02548
SO2 | 2016 | 0.02548
SO2 | 2017 | 0.02548
SO2 | 2018 | 0.001
SO2 | 2026 | 1.01
SO2 | 2028 | 1.01
SO2 | 2029 | 1.01
SO2 | 2030 | 0.001
SO2 | 2031 | 0.001
SO2 | 2032 | 1.01
SO2 | 2033 | 1.01
SO2 | 2034 | 1.01
SO2 | 2035 | 0.001
SO2 | 2036 | 0.001
SO2 | 2037 | 1.01
SO2 | 2038 | 1.01
SO2 | 2039 | 1.01
SO2 | 2041 | 0.001
SO2 | 2044 | 0.136
SO2 | 2045 | 0.136
SO2 | 2046 | 1.01
SO2 | 2047 | 0.001
SO2 | 2048 | 0.737
SO2 | 2049 | 0.121
SO2 | 2050 | 1.01
SO2 | 2063 | 1.01
SO2 | 2079 | 1.01
SO2 | 2093 | 0.67723
SO2 | 2098 | 1.01
SO2 | 2099 | 1.01
SO2 | 2100 | 1.01
SO2 | 2104 | 0.00061
SO2 | 2105 | 0.00061
SO2 | 2106 | 0.00061
SO2 | 2107 | 0.00061
SO2 | 2110 | 0.0006
SO2 | 2111 | 0.00061
SO2 | 2112 | 0.00061
SO2 | 2113 | 0.00061
SO2 | 2114 | 0.50019
SO2 | 2124 | 1.01
SO2 | 2125 | 1.01
SO2 | 2126 | 1.01
SO2 | 2129 | 0.121
SO2 | 2134 | 0.0005
SO2 | 2136 | 0.001
SO2 | 2138 | 0.00059
SO2 | 2140 | 0.0006
SO2 | 2141 | 0.0006
SO2 | 2142 | 0.0006
SO2 | 2143 | 0.0006
SO2 | 2146 | 1.6719
SO2 | 2149 | 0.001
SO2 | 2150 | 0.001
SO2 | 2151 | 0.001
SO2 | 2154 | 0.136
SO2 | 2156 | 0.136
SO2 | 2159 | 0.00057
SO2 | 2161 | 0.001
SO2 | 2176 | 0.56169
SO2 | 2179 | 0.0006
SO2 | 2181 | 1.01
SO2 | 2182 | 0.27618
SO2 | 2185 | 0.01007
SO2 | 2188 | 0.0417
SO2 | 2190 | 0.00107
SO2 | 2191 | 0.00112
SO2 | 2195 | 0.0006
SO2 | 2196 | 0.001
SO2 | 2197 | 1.01
SO2 | 2198 | 0.0006
SO2 | 2199 | 0.0006
SO2 | 2201 | 0.0006
SO2 | 2210 | 0.17336
SO2 | 2215 | 1.1151
SO2 | 2216 | 0.00102
SO2 | 2217 | 0.0417
SO2 | 2221 | 0.79518
SO2 | 2226 | 1.01
SO2 | 2230 | 0.68049
SO2 | 2232 | 0.0006
SO2 | 2237 | 0.2859
SO2 | 2238 | 0.95061
SO2 | 2239 | 0.001
SO2 | 2240 | 0.001
SO2 | 2241 | 0.001
SO2 | 2242 | 1.9377
SO2 | 2243 | 1.7626
SO2 | 2244 | 0.00094
SO2 | 2246 | 1.01
SO2 | 2247 | 1.01
SO2 | 2248 | 1.01
SO2 | 2249 | 1.01
SO2 | 2251 | 1.01
SO2 | 2252 | 1.01
SO2 | 2255 | 0.9868
SO2 | 2256 | 0.9868
SO2 | 2263 | 0.0042
SO2 | 2264 | 0.00155
SO2 | 2268 | 0.00069
SO2 | 2270 | 1.01
SO2 | 2271 | 1.01
SO2 | 2273 | 0.001
SO2 | 2276 | 2.96
SO2 | 2288 | 1.01
SO2 | 2289 | 1.01
SO2 | 2290 | 2.46
SO2 | 2291 | 2.46
SO2 | 2294 | 1.01
SO2 | 2295 | 1.01
SO2 | 2296 | 1.01
SO2 | 2303 | 0.0098
SO2 | 2304 | 0.001
SO2 | 2305 | 0.42309
SO2 | 2307 | 0.00104
SO2 | 2308 | 0.00104
SO2 | 2309 | 0.00117
SO2 | 2310 | 0.00104
SO2 | 2311 | 0.00104
SO2 | 2316 | 1.01
SO2 | 2317 | 0.001
SO2 | 2318 | 1.01
SO2 | 2346 | 1.01
SO2 | 2347 | 1.01
SO2 | 2359 | 0.22381
SO2 | 2360 | 0.22303
SO2 | 2361 | 0.27727
SO2 | 2363 | 1.01
SO2 | 2371 | 0.0006
SO2 | 2372 | 0.0006
SO2 | 2373 | 0.0006
SO2 | 2381 | 0.0006
SO2 | 2382 | 2
SO2 | 2387 | 0.0015
SO2 | 2390 | 0.00088
SO2 | 2391 | 0.121
SO2 | 2400 | 1.01
SO2 | 2402 | 0.121
SO2 | 2405 | 1.01
SO2 | 2406 | 1.01
SO2 | 2407 | 1.01
SO2 | 2414 | 0.0006
SO2 | 2419 | 0.59473
SO2 | 2420 | 0.59473
SO2 | 2421 | 0.59473
SO2 | 2422 | 0.59473
SO2 | 2423 | 0.001
SO2 | 2429 | 0.28213
SO2 | 2431 | 1.01
SO2 | 2435 | 0.001
SO2 | 2436 | 0.001
SO2 | 2450 | 0.0006
SO2 | 2451 | 0.001
SO2 | 2454 | 0.0006
SO2 | 2455 | 0.0006
SO2 | 2456 | 1.01
SO2 | 2457 | 1.01
SO2 | 2461 | 0.001
SO2 | 2462 | 0.001
SO2 | 2465 | 0.6
SO2 | 2469 | 1.5423
SO2 | 2477 | 2.46
SO2 | 2478 | 1.01
SO2 | 2482 | 1.3821
SO2 | 2483 | 1.3821
SO2 | 2484 | 1.3821
SO2 | 2488 | 0.95
SO2 | 2489 | 1.01
SO2 | 2490 | 1.01
SO2 | 2492 | 1.01
SO2 | 2493 | 1.01
SO2 | 2496 | 0.00158
SO2 | 2497 | 0.00139
SO2 | 2498 | 0.00205
SO2 | 2499 | 0.00147
SO2 | 2500 | 0.00177
SO2 | 2506 | 0.0006
SO2 | 2507 | 0.1706
SO2 | 2508 | 0.65214
SO2 | 2511 | 0.00096
SO2 | 2512 | 0.001
SO2 | 2515 | 0.00061
SO2 | 2516 | 0.121
SO2 | 2517 | 0.001
SO2 | 2518 | 0.001
SO2 | 2519 | 1.01
SO2 | 2523 | 0.001
SO2 | 2524 | 1.01
SO2 | 2525 | 1.01
SO2 | 2526 | 1.01
SO2 | 2527 | 0.57894
SO2 | 2528 | 2.38
SO2 | 2529 | 2.38
SO2 | 2530 | 0.57894
SO2 | 2531 | 0.57894
SO2 | 2532 | 0.57894
SO2 | 2533 | 0.00174
SO2 | 2535 | 0.57894
SO2 | 2536 | 2.38
SO2 | 2537 | 2.38
SO2 | 2539 | 0.79473
SO2 | 2540 | 0.79473
SO2 | 2541 | 0.0006
SO2 | 2543 | 1.01
SO2 | 2555 | 0.001
SO2 | 2556 | 0.00107
SO2 | 2557 | 0.001
SO2 | 2558 | 0.1163
SO2 | 2559 | 1.46
SO2 | 2560 | 1.46
SO2 | 2561 | 0.15
SO2 | 2562 | 0.15
SO2 | 2563 | 1.01
SO2 | 2564 | 0.121
SO2 | 2565 | 0.0006
SO2 | 2566 | 0.0006
SO2 | 2568 | 1.01
SO2 | 2576 | 0.67392
SO2 | 2577 | 0.67392
SO2 | 2583 | 0.0006
SO2 | 2584 | 0.0006
SO2 | 2585 | 0.0006
SO2 | 2586 | 1.01
SO2 | 2587 | 0.00309
SO2 | 2588 | 0.00309
SO2 | 2592 | 0.0006
SO2 | 2595 | 0.0006
SO2 | 2597 | 0.001
SO2 | 2598 | 1.01
SO2 | 2599 | 1.01
SO2 | 2609 | 1.01
SO2 | 2610 | 0.0006
SO2 | 2623 | 0.0006
SO2 | 2626 | 1.01
SO2 | 2627 | 0.737
SO2 | 2628 | 1.01
SO2 | 2629 | 0.1163
SO2 | 2630 | 0.1163
SO2 | 2631 | 0.1163
SO2 | 2632 | 0.1163
SO2 | 2633 | 1.01
SO2 | 2637 | 1.01
SO2 | 2638 | 1.01
SO2 | 2645 | 0.136
SO2 | 2648 | 0.07247
SO2 | 2649 | 0.001
SO2 | 2651 | 0.0017
SO2 | 2652 | 0.0017
SO2 | 2661 | 0.001
SO2 | 2686 | 1.46
SO2 | 2687 | 1.46
SO2 | 2688 | 1.46
SO2 | 2689 | 1.46
SO2 | 2691 | 0.121
SO2 | 2692 | 1.01
SO2 | 2693 | 1.01
SO2 | 2703 | 1.01
SO2 | 2708 | 2.96
SO2 | 2710 | 0.734
SO2 | 2711 | 0.734
SO2 | 2722 | 0.002
SO2 | 2723 | 0.002
SO2 | 2724 | 0.002
SO2 | 2728 | 1.01
SO2 | 2729 | 1.01
SO2 | 2730 | 1.01
SO2 | 2731 | 1.01
SO2 | 2732 | 0.001
SO2 | 2749 | 1.01
SO2 | 2750 | 1.01
SO2 | 2751 | 1.01
SO2 | 2752 | 1.01
SO2 | 2753 | 1.01
SO2 | 2761 | 0.72242
SO2 | 2762 | 0.67958
SO2 | 2763 | 0.95
SO2 | 2764 | 0.0006
SO2 | 2766 | 1.01
SO2 | 2767 | 1.01
SO2 | 2768 | 1.01
SO2 | 2773 | 0.00057
SO2 | 2774 | 0.00057
SO2 | 2775 | 0.001
SO2 | 2776 | 0.001
SO2 | 2777 | 1.01
SO2 | 2779 | 0.136
SO2 | 2781 | 0.0098
SO2 | 2782 | 0.001
SO2 | 2783 | 0.001
SO2 | 2784 | 1.01
SO2 | 2785 | 1.01
SO2 | 2786 | 0.121
SO2 | 2788 | 0.001
SO2 | 2789 | 0.136
SO2 | 2792 | 0.001
SO2 | 2796 | 0.001
SO2 | 2797 | 0.001
SO2 | 2798 | 0.001
SO2 | 2799 | 0.001
SO2 | 2800 | 0.001
SO2 | 2801 | 0.001
SO2 | 2803 | 1.01
SO2 | 2804 | 1.01
SO2 | 2805 | 1.01
SO2 | 2806 | 1.01
SO2 | 2808 | 2.0564
SO2 | 2810 | 1.05
SO2 | 2811 | 1.05
SO2 | 2812 | 1.05
SO2 | 2814 | 1.01
SO2 | 2817 | 0.001
SO2 | 2819 | 1.01
SO2 | 2822 | 0.41451
SO2 | 2832 | 0.001
SO2 | 2833 | 0.001
SO2 | 2836 | 0.001
SO2 | 2839 | 0.723
SO2 | 2840 | 0.723
SO2 | 2841 | 1.01
SO2 | 2842 | 1.01
SO2 | 2843 | 1.01
SO2 | 2844 | 1.01
SO2 | 2845 | 0.0006
SO2 | 2847 | 1.01
SO2 | 2848 | 1.01
SO2 | 2849 | 1.01
SO2 | 2850 | 1.01
SO2 | 2851 | 1.01
SO2 | 2852 | 0.07006
SO2 | 2853 | 0.06998
SO2 | 2854 | 0.07
SO2 | 2865 | 0.11681
SO2 | 2866 | 0.11681
SO2 | 2870 | 0.7
SO2 | 2871 | 0.7
SO2 | 2872 | 1.01
SO2 | 2873 | 1.01
SO2 | 2874 | 1.01
SO2 | 2875 | 1.01
SO2 | 2876 | 1.01
SO2 | 2889 | 0.121
SO2 | 2898 | 1.01
SO2 | 2900 | 1.01
SO2 | 2901 | 1.01
SO2 | 2902 | 1.01
SO2 | 2921 | 1.01
SO2 | 2922 | 1.01
SO2 | 2923 | 1.01
SO2 | 2924 | 1.01
SO2 | 2925 | 1.01
SO2 | 2928 | 1.01
SO2 | 2929 | 1.01
SO2 | 2932 | 0.0006
SO2 | 2934 | 1.01
SO2 | 2935 | 0.0006
SO2 | 2937 | 0.0006
SO2 | 2938 | 0.001
SO2 | 2940 | 1.01
SO2 | 2941 | 1.01
SO2 | 2942 | 1.01
SO2 | 2943 | 1.01
SO2 | 2944 | 1.01
SO2 | 2946 | 0.0006
SO2 | 2952 | 1.01
SO2 | 2953 | 1.01
SO2 | 2954 | 1.01
SO2 | 2955 | 1.01
SO2 | 2956 | 1.01
SO2 | 2957 | 1.01
SO2 | 2958 | 1.01
SO2 | 2959 | 1.01
SO2 | 2963 | 0.001
SO2 | 2964 | 1.01
SO2 | 2965 | 1.01
SO2 | 2966 | 1.01
SO2 | 2967 | 1.01
SO2 | 2968 | 1.01
SO2 | 2969 | 1.01
SO2 | 2970 | 1.01
SO2 | 2971 | 0.001
SO2 | 2972 | 0.001
SO2 | 2973 | 1.47
SO2 | 2974 | 1.47
SO2 | 2981 | 0.57762
SO2 | 2989 | 1.01
SO2 | 2993 | 1.01
SO2 | 3002 | 0.5
SO2 | 3007 | 3.8053
SO2 | 3008 | 3.8053
SO2 | 3010 | 3.8053
SO2 | 3011 | 1.01
SO2 | 3012 | 1.01
SO2 | 3013 | 1.01
SO2 | 3014 | 1.01
SO2 | 3015 | 1.01
SO2 | 3016 | 1.01
SO2 | 3020 | 0.86164
SO2 | 3026 | 0.001
SO2 | 3030 | 0.136
SO2 | 3032 | 0.24
SO2 | 3038 | 0.0006
SO2 | 3039 | 1.01
SO2 | 3042 | 1.01
SO2 | 3043 | 1.01
SO2 | 3044 | 1.01
SO2 | 3045 | 1.01
SO2 | 3053 | 1.01
SO2 | 3054 | 1.01
SO2 | 3071 | 0.942
SO2 | 3072 | 0.002
SO2 | 3073 | 0.002
SO2 | 3074 | 0.001
SO2 | 3077 | 1.01
SO2 | 3078 | 0.001
SO2 | 3079 | 1.01
SO2 | 3087 | 0.54032
SO2 | 3088 | 1.01
SO2 | 3095 | 0.723
SO2 | 3096 | 0.723
SO2 | 3098 | 0.0006
SO2 | 3109 | 1
SO2 | 3110 | 0.99995
SO2 | 3111 | 0.99995
SO2 | 3114 | 0.121
SO2 | 3115 | 0.50014
SO2 | 3119 | 1.01
SO2 | 3120 | 1.01
SO2 | 3123 | 0.001
SO2 | 3126 | 0.0006
SO2 | 3127 | 0.0006
SO2 | 3128 | 0.0006
SO2 | 3129 | 0.0006
SO2 | 3135 | 0.002
SO2 | 3136 | 1.01
SO2 | 3137 | 0.002
SO2 | 3138 | 0.002
SO2 | 3140 | 1.01
SO2 | 3143 | 0.001
SO2 | 3146 | 0.001
SO2 | 3147 | 1.01
SO2 | 3148 | 0.001
SO2 | 3149 | 0.001
SO2 | 3150 | 1.01
SO2 | 3151 | 1.01
SO2 | 3152 | 1.01
SO2 | 3153 | 1.01
SO2 | 3154 | 1.01
SO2 | 3155 | 1.01
SO2 | 3156 | 1.01
SO2 | 3157 | 1.01
SO2 | 3160 | 0.4408
SO2 | 3165 | 0.0549
SO2 | 3166 | 0.0549
SO2 | 3169 | 1.01
SO2 | 3174 | 1.01
SO2 | 3176 | 1.01
SO2 | 3177 | 1.01
SO2 | 3178 | 1.01
SO2 | 3180 | 0.001
SO2 | 3181 | 0.001
SO2 | 3182 | 0.001
SO2 | 3183 | 0.50013
SO2 | 3185 | 1.01
SO2 | 3187 | 0.0006
SO2 | 3188 | 0.0006
SO2 | 3189 | 0.0006
SO2 | 3194 | 0.21763
SO2 | 3195 | 0.10714
SO2 | 3203 | 1.01
SO2 | 3204 | 1.01
SO2 | 3205 | 1.01
SO2 | 3216 | 1.01
SO2 | 3218 | 0.121
SO2 | 3220 | 0.001
SO2 | 3221 | 1.01
SO2 | 3222 | 1.01
SO2 | 3223 | 1.01
SO2 | 3224 | 0.07176
SO2 | 3225 | 0.07279
SO2 | 3226 | 0.0764
SO2 | 3227 | 0.07154
SO2 | 3230 | 1.01
SO2 | 3231 | 1.01
SO2 | 3232 | 0.136
SO2 | 3233 | 1.01
SO2 | 3235 | 1.01
SO2 | 3236 | 1.01
SO2 | 3242 | 0.58751
SO2 | 3246 | 0.001
SO2 | 3261 | 0.0006
SO2 | 3262 | 0.0006
SO2 | 3273 | 1.46
SO2 | 3274 | 1.46
SO2 | 3275 | 1.46
SO2 | 3276 | 1.46
SO2 | 3277 | 1.46
SO2 | 3278 | 1.46
SO2 | 3279 | 1.46
SO2 | 3280 | 1.46
SO2 | 3281 | 1.01
SO2 | 3282 | 1.01
SO2 | 3288 | 0.002
SO2 | 3290 | 0.001
SO2 | 3293 | 0.43722
SO2 | 3294 | 0.47941
SO2 | 3295 | 0.47111
SO2 | 3297 | 0.69106
SO2 | 3300 | 0.001
SO2 | 3301 | 0.001
SO2 | 3302 | 0.001
SO2 | 3303 | 1.01
SO2 | 3308 | 0.68648
SO2 | 3312 | 1.01
SO2 | 3314 | 1.01
SO2 | 3323 | 2.3973
SO2 | 3324 | 2.3973
SO2 | 3325 | 0.001
SO2 | 3326 | 0.121
SO2 | 3328 | 0.001
SO2 | 3331 | 0.001
SO2 | 3332 | 0.001
SO2 | 3333 | 0.01
SO2 | 3336 | 1.01
SO2 | 3337 | 1.01
SO2 | 3338 | 1.01
SO2 | 3343 | 1.01
SO2 | 3347 | 0.121
SO2 | 3356 | 1.01
SO2 | 3362 | 0.0006
SO2 | 3369 | 0.0006
SO2 | 3379 | 0.001
SO2 | 3386 | 0.0006
SO2 | 3387 | 1.01
SO2 | 3389 | 1.01
SO2 | 3391 | 1.01
SO2 | 3392 | 0.01
SO2 | 3393 | 0.01
SO2 | 3397 | 0.00183
SO2 | 3398 | 0.00077
SO2 | 3399 | 1.01
SO2 | 3400 | 1.01
SO2 | 3407 | 1.01
SO2 | 3408 | 1.01
SO2 | 3410 | 0.0006
SO2 | 3411 | 0.0006
SO2 | 3412 | 1.01
SO2 | 3413 | 0.02985
SO2 | 3414 | 0.0006
SO2 | 3421 | 0.001
SO2 | 3426 | 1.01
SO2 | 3435 | 0.01528
SO2 | 3436 | 0.01321
SO2 | 3437 | 0.0129
SO2 | 3438 | 0.02804
SO2 | 3440 | 0.001
SO2 | 3447 | 0.0006
SO2 | 3449 | 0.001
SO2 | 3458 | 0.001
SO2 | 3460 | 1.01
SO2 | 3464 | 1.01
SO2 | 3465 | 0.001
SO2 | 3466 | 1.01
SO2 | 3467 | 0.001
SO2 | 3468 | 0.001
SO2 | 3471 | 0.001
SO2 | 3472 | 0.001
SO2 | 3473 | 1.01
SO2 | 3474 | 0.001
SO2 | 3475 | 1.01
SO2 | 3476 | 1.01
SO2 | 3477 | 1.01
SO2 | 3478 | 0.001
SO2 | 3479 | 1.01
SO2 | 3483 | 0.001
SO2 | 3484 | 0.0006
SO2 | 3486 | 0.0006
SO2 | 3490 | 0.001
SO2 | 3497 | 1.01
SO2 | 3498 | 1.01
SO2 | 3499 | 1.01
SO2 | 3501 | 0.121
SO2 | 3502 | 0.0006
SO2 | 3504 | 0.007
SO2 | 3507 | 1.01
SO2 | 3509 | 1.01
SO2 | 3510 | 1.01
SO2 | 3511 | 1.01
SO2 | 3515 | 0.001
SO2 | 3517 | 2.38
SO2 | 3518 | 1.01
SO2 | 3520 | 0.001
SO2 | 3521 | 1.01
SO2 | 3522 | 1.01
SO2 | 3523 | 1.01
SO2 | 3524 | 0.001
SO2 | 3526 | 1.01
SO2 | 3527 | 1.01
SO2 | 3528 | 1.01
SO2 | 3529 | 1.01
SO2 | 3530 | 1.01
SO2 | 3531 | 0.00068
SO2 | 3532 | 0.001
SO2 | 3534 | 0.0006
SO2 | 3535 | 1.01
SO2 | 3542 | 0.121
SO2 | 3547 | 0.0006
SO2 | 3553 | 0.01
SO2 | 3554 | 0.01
SO2 | 3555 | 0.0006
SO2 | 3556 | 1.01
SO2 | 3557 | 1.01
SO2 | 3558 | 1.01
SO2 | 3559 | 1.01
SO2 | 3560 | 0.00103
SO2 | 3562 | 1.01
SO2 | 3563 | 1.01
SO2 | 3569 | 0.03092
SO2 | 3570 | 0.00281
SO2 | 3571 | 0.03092
SO2 | 3572 | 0.00194
SO2 | 3576 | 0.00069
SO2 | 3577 | 0.001
SO2 | 3578 | 2.38
SO2 | 3581 | 0.121
SO2 | 3582 | 1.01
SO2 | 3584 | 0.00556
SO2 | 3585 | 1.01
SO2 | 3586 | 1.01
SO2 | 3593 | 0.0006
SO2 | 3595 | 1.01
SO2 | 3597 | 1.01
SO2 | 3599 | 1.01
SO2 | 3601 | 1.01
SO2 | 3603 | 1.01
SO2 | 3604 | 1.01
SO2 | 3605 | 1.01
SO2 | 3607 | 1.4
SO2 | 3609 | 0.0006
SO2 | 3611 | 0.0006
SO2 | 3612 | 1.01
SO2 | 3613 | 1.01
SO2 | 3614 | 1.01
SO2 | 3615 | 1.01
SO2 | 3616 | 0.00111
SO2 | 3617 | 0.121
SO2 | 3622 | 1.01
SO2 | 3623 | 1.01
SO2 | 3624 | 1.01
SO2 | 3625 | 1.01
SO2 | 3628 | 0.001
SO2 | 3630 | 0.0006
SO2 | 3631 | 0.0006
SO2 | 3634 | 1.01
SO2 | 3637 | 2
SO2 | 3638 | 1.01
SO2 | 3640 | 0.136
SO2 | 3645 | 0.001
SO2 | 3646 | 0.0006
SO2 | 3647 | 0.0006
SO2 | 3649 | 0.0006
SO2 | 3650 | 0.121
SO2 | 3656 | 2.96
SO2 | 3657 | 2.96
SO2 | 3659 | 0.95
SO2 | 3661 | 1.01
SO2 | 3665 | 1.01
SO2 | 3676 | 1.01
SO2 | 3677 | 0.0006
SO2 | 3678 | 1.05
SO2 | 3679 | 1.05
SO2 | 3701 | 0.001
SO2 | 3702 | 0.136
SO2 | 3703 | 0.121
SO2 | 3704 | 0.121
SO2 | 3709 | 2.38
SO2 | 3712 | 1.01
SO2 | 3714 | 1.01
SO2 | 3715 | 1.01
SO2 | 3716 | 1.23
SO2 | 3717 | 0.0006
SO2 | 3718 | 1.01
SO2 | 3719 | 0.001
SO2 | 3720 | 0.001
SO2 | 3721 | 0.001
SO2 | 3722 | 0.001
SO2 | 3728 | 0.002
SO2 | 3729 | 0.002
SO2 | 3734 | 0.02448
SO2 | 3740 | 1.01
SO2 | 3743 | 1.01
SO2 | 3748 | 0.0006
SO2 | 3749 | 1.01
SO2 | 3751 | 1.01
SO2 | 3752 | 1.01
SO2 | 3753 | 1.419
SO2 | 3754 | 1.465
SO2 | 3755 | 0.0006
SO2 | 3773 | 1.01
SO2 | 3774 | 1.01
SO2 | 3778 | 2.6781
SO2 | 3779 | 2.6781
SO2 | 3786 | 1.01
SO2 | 3788 | 0.136
SO2 | 3795 | 1.01
SO2 | 3800 | 0.64818
SO2 | 3801 | 0.64818
SO2 | 3809 | 1
SO2 | 3810 | 0.001
SO2 | 3812 | 0.84711
SO2 | 3821 | 1.01
SO2 | 3822 | 1.01
SO2 | 3823 | 0.121
SO2 | 3825 | 1.01
SO2 | 3826 | 0.001
SO2 | 3827 | 1.01
SO2 | 3830 | 1.01
SO2 | 3833 | 1.46
SO2 | 3834 | 1.46
SO2 | 3841 | 1.01
SO2 | 3843 | 1.01
SO2 | 3845 | 1.01
SO2 | 3850 | 0.01
SO2 | 3851 | 0.01
SO2 | 3852 | 0.01
SO2 | 3854 | 0.6791
SO2 | 3855 | 0.62554
SO2 | 3856 | 0.60068
SO2 | 3860 | 4.4084
SO2 | 3861 | 0.06002
SO2 | 3880 | 1.2286
SO2 | 3881 | 1.1683
SO2 | 3882 | 0.0006
SO2 | 3883 | 0.0006
SO2 | 3893 | 0.001
SO2 | 3894 | 1.01
SO2 | 3908 | 0.001
SO2 | 3912 | 0.001
SO2 | 3913 | 0.0006
SO2 | 3914 | 1.01
SO2 | 3916 | 0.121
SO2 | 3917 | 0.121
SO2 | 3918 | 0.001
SO2 | 3920 | 1.01
SO2 | 3921 | 1.01
SO2 | 3922 | 0.121
SO2 | 3927 | 0.0006
SO2 | 3928 | 1.01
SO2 | 3931 | 0.0006
SO2 | 3934 | 0.0006
SO2 | 3935 | 1.01
SO2 | 3942 | 1.01
SO2 | 3947 | 0.001
SO2 | 3950 | 0.136
SO2 | 3954 | 1.01
SO2 | 3956 | 1.01
SO2 | 3959 | 1.01
SO2 | 3960 | 0.0006
SO2 | 3965 | 1.01
SO2 | 3968 | 0.00067
SO2 | 3969 | 1.538
SO2 | 3970 | 1.538
SO2 | 3971 | 1.538
SO2 | 3979 | 0.68797
SO2 | 3981 | 0.001
SO2 | 3984 | 0.68797
SO2 | 3989 | 0.00061
SO2 | 3993 | 0.001
SO2 | 3994 | 0.00061
SO2 | 3995 | 0.0006
SO2 | 3997 | 0.0006
SO2 | 4000 | 0.0006
SO2 | 4012 | 0.0006
SO2 | 4019 | 1.01
SO2 | 4025 | 0.0006
SO2 | 4028 | 0.0006
SO2 | 4029 | 1.01
SO2 | 4030 | 1.01
SO2 | 4033 | 0.006
SO2 | 4034 | 1.01
SO2 | 4035 | 1.01
SO2 | 4037 | 0.001
SO2 | 4045 | 1.01
SO2 | 4048 | 0.002
SO2 | 4049 | 0.002
SO2 | 4051 | 0.00161
SO2 | 4053 | 0.00161
SO2 | 4054 | 0.0006
SO2 | 4059 | 0.0006
SO2 | 4060 | 0.0006
SO2 | 4065 | 0.16023
SO2 | 4068 | 1
SO2 | 4071 | 0.001
SO2 | 4072 | 0.002
SO2 | 4079 | 1.01
SO2 | 4081 | 0.136
SO2 | 4086 | 0.0006
SO2 | 4087 | 0.0006
SO2 | 4091 | 1.01
SO2 | 4100 | 1.01
SO2 | 4101 | 1.01
SO2 | 4105 | 0.30301
SO2 | 4106 | 0.0006
SO2 | 4112 | 1.01
SO2 | 4123 | 1.01
SO2 | 4124 | 0.0006
SO2 | 4125 | 0.0006
SO2 | 4126 | 0.0006
SO2 | 4128 | 0.0006
SO2 | 4149 | 0.48248
SO2 | 4150 | 0.48248
SO2 | 4151 | 0.48248
SO2 | 4152 | 1.01
SO2 | 4155 | 0.136
SO2 | 4156 | 0.136
SO2 | 4161 | 1.01
SO2 | 4165 | 0.087
SO2 | 4166 | 0.01
SO2 | 4167 | 0.01
SO2 | 4169 | 0.121
SO2 | 4170 | 0.121
SO2 | 4176 | 0.0006
SO2 | 4183 | 0.121
SO2 | 4192 | 0.02041
SO2 | 4193 | 1.163
SO2 | 4195 | 0.001
SO2 | 4200 | 1.01
SO2 | 4215 | 1.01
SO2 | 4216 | 0.06001
SO2 | 4217 | 1.01
SO2 | 4218 | 1.01
SO2 | 4219 | 1.01
SO2 | 4220 | 1.01
SO2 | 4221 | 1.01
SO2 | 4222 | 2.38
SO2 | 4231 | 0.00247
SO2 | 4233 | 0.10438
SO2 | 4234 | 0.10438
SO2 | 4237 | 1.01
SO2 | 4238 | 1.01
SO2 | 4239 | 1.01
SO2 | 4240 | 1.01
SO2 | 4241 | 1.01
SO2 | 4242 | 1.01
SO2 | 4246 | 1.01
SO2 | 4247 | 1.01
SO2 | 4248 | 1.01
SO2 | 4249 | 1.01
SO2 | 4253 | 1.01
SO2 | 4254 | 0.26486
SO2 | 4263 | 1.01
SO2 | 4272 | 1.01
SO2 | 4273 | 1.01
SO2 | 4274 | 0.0006
SO2 | 4278 | 1.01
SO2 | 4279 | 1.01
SO2 | 4283 | 1.01
SO2 | 4284 | 0.001
SO2 | 4290 | 1.01
SO2 | 4292 | 0.28367
SO2 | 4294 | 1.01
SO2 | 4298 | 0.5
SO2 | 4306 | 1.01
SO2 | 4308 | 0.001
SO2 | 4310 | 1.01
SO2 | 4315 | 0.42264
SO2 | 4316 | 0.001
SO2 | 4319 | 1.01
SO2 | 4322 | 1.01
SO2 | 4323 | 0.1913
SO2 | 4324 | 0.15573
SO2 | 4331 | 1.01
SO2 | 4337 | 1.01
SO2 | 4338 | 1.01
SO2 | 4339 | 1.01
SO2 | 4340 | 0.5
SO2 | 4341 | 0.165
SO2 | 4342 | 0.594
SO2 | 4343 | 0.121
SO2 | 4348 | 0.001
SO2 | 4349 | 1.01
SO2 | 4350 | 1.01
SO2 | 4351 | 1.01
SO2 | 4353 | 0.7364
SO2 | 4354 | 0.7364
SO2 | 4355 | 0.7364
SO2 | 4359 | 0.7364
SO2 | 4363 | 0.001
SO2 | 4365 | 1.01
SO2 | 4369 | 1.01
SO2 | 4371 | 1.01
SO2 | 4374 | 2.38
SO2 | 4375 | 1.01
SO2 | 4377 | 1.01
SO2 | 4378 | 0.0006
SO2 | 4379 | 0.0006
SO2 | 4380 | 0.0006
SO2 | 4381 | 0.0006
SO2 | 4382 | 0.001
SO2 | 4390 | 1.01
SO2 | 4391 | 1.01
SO2 | 4396 | 0.0006
SO2 | 4397 | 0.0006
SO2 | 4398 | 1.01
SO2 | 4399 | 1.01
SO2 | 4400 | 1.01
SO2 | 4402 | 1.01
SO2 | 4403 | 0.0006
SO2 | 4404 | 0.0006
SO2 | 4417 | 0.05817
SO2 | 4418 | 0.05817
SO2 | 4419 | 0.05817
SO2 | 4420 | 0.001
SO2 | 4427 | 1.01
SO2 | 4428 | 0.0006
SO2 | 4430 | 0.82824
SO2 | 4432 | 1.01
SO2 | 4433 | 1.01
SO2 | 4434 | 1.01
SO2 | 4435 | 1.01
SO2 | 4436 | 1.01
SO2 | 4437 | 1.01
SO2 | 4438 | 1.01
SO2 | 4439 | 1.01
SO2 | 4442 | 0.0006
SO2 | 4443 | 0.001
SO2 | 4445 | 0.001
SO2 | 4447 | 0.00078
SO2 | 4448 | 0.00099
SO2 | 4449 | 0.001
SO2 | 4450 | 0.001
SO2 | 4455 | 2.2935
SO2 | 4456 | 2.3484
SO2 | 4460 | 1.01
SO2 | 4467 | 1.01
SO2 | 4471 | 0.15462
SO2 | 4472 | 0.2155
SO2 | 4473 | 0.22176
SO2 | 4474 | 0.121
SO2 | 4477 | 0.001
SO2 | 4480 | 0.0006
SO2 | 4481 | 0.0069
SO2 | 4482 | 0.0006
SO2 | 4483 | 0.008
SO2 | 4487 | 0.001
SO2 | 4488 | 0.001
SO2 | 4489 | 0.0006
SO2 | 4493 | 0.0006
SO2 | 4498 | 0.136
SO2 | 4499 | 1.01
SO2 | 4500 | 1.01
SO2 | 4501 | 1.01
SO2 | 4502 | 1.01
SO2 | 4515 | 0.00061
SO2 | 4518 | 1.01
SO2 | 4519 | 0.63088
SO2 | 4520 | 0.63088
SO2 | 4527 | 0.21567
SO2 | 4531 | 1.01
SO2 | 4532 | 0.002
SO2 | 4533 | 0.002
SO2 | 4542 | 0.9304
SO2 | 4547 | 0.136
SO2 | 4549 | 0.001
SO2 | 4553 | 2.0871
SO2 | 4554 | 2.0871
SO2 | 4562 | 0.5
SO2 | 4563 | 0.50038
SO2 | 4564 | 1.01
SO2 | 4567 | 0.0417
SO2 | 4568 | 0.0006
SO2 | 4571 | 0.7
SO2 | 4572 | 0.0098
SO2 | 4573 | 1.01
SO2 | 4576 | 1.05
SO2 | 4577 | 1.05
SO2 | 4578 | 1.05
SO2 | 4579 | 1.05
SO2 | 4580 | 0.0006
SO2 | 4581 | 0.0006
SO2 | 4582 | 0.0006
SO2 | 4587 | 1.46
SO2 | 4589 | 1.46
SO2 | 4593 | 1.01
SO2 | 4595 | 1.01
SO2 | 4600 | 1.01
SO2 | 4602 | 1.01
SO2 | 4603 | 0.1163
SO2 | 4604 | 0.1163
SO2 | 4605 | 0.1163
SO2 | 4609 | 0.001
SO2 | 4611 | 0.0006
SO2 | 4612 | 0.0006
SO2 | 4614 | 1.01
SO2 | 4617 | 0.54857
SO2 | 4623 | 1.01
SO2 | 4629 | 1.01
SO2 | 4630 | 1.3278
SO2 | 4631 | 1.3278
SO2 | 4632 | 1.3278
SO2 | 4633 | 0.0006
SO2 | 4634 | 1.01
SO2 | 4635 | 1.01
SO2 | 4637 | 0.121
SO2 | 4638 | 1.01
SO2 | 4639 | 1.01
SO2 | 4641 | 1.01
SO2 | 4642 | 1.01
SO2 | 4643 | 1.01
SO2 | 4644 | 0.66
SO2 | 4649 | 2.1705
SO2 | 4650 | 2.1705
SO2 | 4652 | 2.1362
SO2 | 4654 | 1.79
SO2 | 4664 | 1.01
SO2 | 4673 | 0.0006
SO2 | 4676 | 1.01
SO2 | 4677 | 1.01
SO2 | 4679 | 0.49652
SO2 | 4680 | 0.5479
SO2 | 4683 | 0.00078
SO2 | 4684 | 0.00078
SO2 | 4688 | 1.01
SO2 | 4689 | 0.00098
SO2 | 4690 | 0.62231
SO2 | 4691 | 0.63261
SO2 | 4693 | 1.01
SO2 | 4694 | 1.01
SO2 | 4697 | 0.136
SO2 | 4698 | 0.136
SO2 | 4699 | 0.136
SO2 | 4704 | 1.01
SO2 | 4707 | 0.594
SO2 | 4708 | 0.594
SO2 | 4709 | 0.594
SO2 | 4711 | 1.01
SO2 | 4715 | 1.01
SO2 | 4716 | 1.01
SO2 | 4717 | 1.01
SO2 | 4718 | 0.09139
SO2 | 4719 | 0.09221
SO2 | 4720 | 0.09075
SO2 | 4721 | 0.08242
SO2 | 4722 | 0.07321
SO2 | 4723 | 0.08798
SO2 | 4724 | 0.07845
SO2 | 4725 | 1.01
SO2 | 4726 | 1.5935
SO2 | 4727 | 1.5376
SO2 | 4728 | 1.495
SO2 | 4729 | 1.01
SO2 | 4730 | 0.58021
SO2 | 4732 | 1.3692
SO2 | 4733 | 1.4103
SO2 | 4734 | 1.4679
SO2 | 4735 | 0.002
SO2 | 4737 | 0.1273
SO2 | 4743 | 0.1273
SO2 | 4744 | 0.1273
SO2 | 4745 | 0.1273
SO2 | 4747 | 1.01
SO2 | 4748 | 0.001
SO2 | 4749 | 0.001
SO2 | 4750 | 0.001
SO2 | 4751 | 0.001
SO2 | 4752 | 0.001
SO2 | 4755 | 0.121
SO2 | 4766 | 0.001
SO2 | 4769 | 1
SO2 | 4772 | 1.01
SO2 | 4775 | 1.01
SO2 | 4776 | 0.49774
SO2 | 4777 | 1.01
SO2 | 4778 | 1.01
SO2 | 4779 | 0.121
SO2 | 4782 | 1.01
SO2 | 4783 | 1.01
SO2 | 4784 | 0.0006
SO2 | 4785 | 0.001
SO2 | 4795 | 0.001
SO2 | 4798 | 0.0006
SO2 | 4801 | 0.0006
SO2 | 4803 | 0.0006
SO2 | 4805 | 0.001
SO2 | 4806 | 1.1
SO2 | 4815 | 1.01
SO2 | 4816 | 0.001
SO2 | 4817 | 0.001
SO2 | 4818 | 0.001
SO2 | 4819 | 0.001
SO2 | 4820 | 0.001
SO2 | 4823 | 1.01
SO2 | 4824 | 1.01
SO2 | 4825 | 1.01
SO2 | 4826 | 1.01
SO2 | 4827 | 1.01
SO2 | 4833 | 1.01
SO2 | 4834 | 1.01
SO2 | 4837 | 0.0006
SO2 | 4838 | 0.0006
SO2 | 4839 | 0.0006
SO2 | 4840 | 1.01
SO2 | 4842 | 1.01
SO2 | 4843 | 0.0006
SO2 | 4844 | 0.0006
SO2 | 4845 | 1.01
SO2 | 4846 | 1.01
SO2 | 4851 | 0.0006
SO2 | 4852 | 0.0006
SO2 | 4853 | 0.0006
SO2 | 4855 | 1.01
SO2 | 4858 | 1.01
SO2 | 4859 | 0.5
SO2 | 4864 | 0.0006
SO2 | 4865 | 0.0006
SO2 | 4866 | 1.01
SO2 | 4869 | 0.00205
SO2 | 4870 | 0.00531
SO2 | 4872 | 1.01
SO2 | 4874 | 0.001
SO2 | 4875 | 1.01
SO2 | 4876 | 1.01
SO2 | 4877 | 1.01
SO2 | 4884 | 1.01
SO2 | 4885 | 1.01
SO2 | 4886 | 0.0006
SO2 | 4888 | 1.01
SO2 | 4889 | 0.0006
SO2 | 4890 | 0.001
SO2 | 4893 | 1.4
SO2 | 4897 | 0.0006
SO2 | 4898 | 0.0006
SO2 | 4899 | 0.121
SO2 | 4901 | 0.121
SO2 | 4904 | 2.5927
SO2 | 4905 | 0.0006
SO2 | 4914 | 0.136
SO2 | 4917 | 1.01
SO2 | 4918 | 1.01
SO2 | 4927 | 1.01
SO2 | 4933 | 0.0006
SO2 | 4934 | 0.0006
SO2 | 4935 | 0.0006
SO2 | 4936 | 1.01
SO2 | 4937 | 1.01
SO2 | 4938 | 0.46189
SO2 | 4939 | 0.44138
SO2 | 4949 | 0.05752
SO2 | 4950 | 0.05752
SO2 | 4951 | 1.01
SO2 | 4952 | 1.01
SO2 | 4953 | 0.0006
SO2 | 4954 | 0.0006
SO2 | 4955 | 0.594
SO2 | 4956 | 0.594
SO2 | 4957 | 0.594
SO2 | 4960 | 0.0006
SO2 | 4965 | 0.121
SO2 | 4966 | 1.01
SO2 | 4968 | 1.01
SO2 | 4970 | 0.1385
SO2 | 4971 | 1.01
SO2 | 4973 | 0.0417
SO2 | 4975 | 0.001
SO2 | 4978 | 1.01
SO2 | 4985 | 0.95
SO2 | 4986 | 1.01
SO2 | 4992 | 0.52908
SO2 | 4993 | 0.52908
SO2 | 4994 | 0.52908
SO2 | 5006 | 0.0006
SO2 | 5007 | 0.136
SO2 | 5011 | 0.002
SO2 | 5014 | 0.98
SO2 | 5016 | 0.98
SO2 | 5021 | 1.01
SO2 | 5023 | 0.0006
SO2 | 5024 | 0.001
SO2 | 5025 | 1.01
SO2 | 5026 | 0.001
SO2 | 5027 | 1.01
SO2 | 5028 | 0.001
SO2 | 5038 | 0.002
SO2 | 5040 | 0.121
SO2 | 5045 | 1.01
SO2 | 5047 | 0.001
SO2 | 5049 | 0.0006
SO2 | 5051 | 0.001
SO2 | 5054 | 1.01
SO2 | 5056 | 1.01
SO2 | 5057 | 1.01
SO2 | 5058 | 1.01
SO2 | 5060 | 0.0037
SO2 | 5061 | 0.0006
SO2 | 5063 | 0.001
SO2 | 5068 | 0.0006
SO2 | 5070 | 0.012
SO2 | 5073 | 0.001
SO2 | 5076 | 0.001
SO2 | 5078 | 0.00079
SO2 | 5081 | 1.01
SO2 | 5083 | 0.0006
SO2 | 5084 | 0.0006
SO2 | 5088 | 1.01
SO2 | 5089 | 1.01
SO2 | 5091 | 0.0006
SO2 | 5093 | 0.002
SO2 | 5105 | 0.001
SO2 | 5106 | 0.001
SO2 | 5109 | 0.5
SO2 | 5110 | 0.0006
SO2 | 5112 | 0.0006
SO2 | 5116 | 0.136
SO2 | 5121 | 0.001
SO2 | 5124 | 0.0006
SO2 | 5131 | 0.136
SO2 | 5132 | 0.0006
SO2 | 5133 | 0.0006
SO2 | 5134 | 1.23
SO2 | 5135 | 0.0006
SO2 | 5136 | 0.0006
SO2 | 5137 | 2.96
SO2 | 5139 | 2.96
SO2 | 5145 | 0.001
SO2 | 5146 | 0.001
SO2 | 5158 | 0.5
SO2 | 5161 | 1.01
SO2 | 5162 | 0.007
SO2 | 5163 | 1.01
SO2 | 5164 | 0.001
SO2 | 5171 | 0.136
SO2 | 5331 | 0.0006
SO2 | 5346 | 1.01
SO2 | 5350 | 1.01
SO2 | 5353 | 1.01
SO2 | 5356 | 1.01
SO2 | 5357 | 1.01
SO2 | 5360 | 0.001
SO2 | 5362 | 1.01
SO2 | 5363 | 1.01
SO2 | 5364 | 0.001
SO2 | 5365 | 0.0006
SO2 | 5368 | 0.001
SO2 | 5369 | 1.01
SO2 | 5370 | 1.01
SO2 | 5373 | 0.0006
SO2 | 5374 | 1.01
SO2 | 5375 | 1.01
SO2 | 5376 | 1.01
SO2 | 5379 | 0.0006
SO2 | 5383 | 1.01
SO2 | 5385 | 1.01
SO2 | 5386 | 0.001
SO2 | 5387 | 0.0006
SO2 | 5390 | 1.01
SO2 | 5392 | 0.001
SO2 | 5396 | 1.01
SO2 | 5398 | 1.01
SO2 | 5399 | 1.01
SO2 | 5400 | 1.01
SO2 | 5401 | 0.0006
SO2 | 5403 | 1.01
SO2 | 5404 | 0.0015
SO2 | 5406 | 0.0006
SO2 | 5407 | 1.01
SO2 | 5408 | 1.01
SO2 | 5409 | 0.0006
SO2 | 5410 | 0.58751
SO2 | 5413 | 1.01
SO2 | 5414 | 1.01
SO2 | 5417 | 1.01
SO2 | 5418 | 0.001
SO2 | 5419 | 1.01
SO2 | 5423 | 0.001
SO2 | 5428 | 1.01
SO2 | 5429 | 1.01
SO2 | 5430 | 1.01
SO2 | 5431 | 1.01
SO2 | 5433 | 1.01
SO2 | 5434 | 0.01
SO2 | 5435 | 0.0006
SO2 | 5436 | 1.23
SO2 | 5437 | 2.96
SO2 | 5438 | 0.0006
SO2 | 5440 | 1.01
SO2 | 5557 | 0.00061
SO2 | 5558 | 0.001
SO2 | 5559 | 0.001
SO2 | 5560 | 0.001
SO2 | 5564 | 0.0008
SO2 | 5565 | 0.0008
SO2 | 5566 | 0.0008
SO2 | 5568 | 0.0006
SO2 | 5582 | 0.001
SO2 | 5599 | 0.0006
SO2 | 5600 | 0.00247
SO2 | 5601 | 0.001
SO2 | 5602 | 0.001
SO2 | 5605 | 0.01788
SO2 | 5606 | 0.00547
SO2 | 5607 | 0.01027
SO2 | 5608 | 0.00408
SO2 | 5610 | 0.0006
SO2 | 5630 | 0.04079
SO2 | 5631 | 0.13031
SO2 | 5632 | 0.11789
SO2 | 5633 | 0.0006
SO2 | 5647 | 0.001
SO2 | 5648 | 0.001
SO2 | 5649 | 0.001
SO2 | 5650 | 0.001
SO2 | 5651 | 0.001
SO2 | 5652 | 0.001
SO2 | 5676 | 0.0008
SO2 | 5677 | 0.0008
SO2 | 5678 | 0.0008
SO2 | 5680 | 1.01
SO2 | 5681 | 1.01
SO2 | 5682 | 1.01
SO2 | 5693 | 0.001
SO2 | 5697 | 0.0008
SO2 | 5698 | 0.0008
SO2 | 5699 | 0.0008
SO2 | 5700 | 0.0008
SO2 | 5717 | 0.08442
SO2 | 5718 | 0.01929
SO2 | 5719 | 0.02765
SO2 | 5720 | 0.00863
SO2 | 5721 | 0.01212
SO2 | 5722 | 0.00603
SO2 | 5740 | 0.0008
SO2 | 5741 | 0.0008
SO2 | 5742 | 0.0008
SO2 | 5743 | 0.0006
SO2 | 5744 | 0.0006
SO2 | 5756 | 0.0008
SO2 | 5766 | 0.0008
SO2 | 5767 | 0.0008
SO2 | 5768 | 0.0008
SO2 | 5771 | 0.00216
SO2 | 5772 | 0.001
SO2 | 5773 | 0.00177
SO2 | 5774 | 0.00172
SO2 | 5775 | 0.0006
SO2 | 5776 | 0.00062
SO2 | 5805 | 0.0006
SO2 | 5806 | 0.0006
SO2 | 5807 | 0.0006
SO2 | 5808 | 0.0006
SO2 | 5809 | 0.0006
SO2 | 5810 | 0.0006
SO2 | 5811 | 0.0006
SO2 | 5816 | 1.0232
SO2 | 5819 | 0.0006
SO2 | 5820 | 0.0006
SO2 | 5822 | 0.001
SO2 | 5833 | 0.001
SO2 | 5834 | 0.00112
SO2 | 5835 | 0.0006
SO2 | 5836 | 0.0006
SO2 | 5837 | 0.0006
SO2 | 5843 | 0.001
SO2 | 5844 | 0.001
SO2 | 5845 | 0.001
SO2 | 5846 | 0.001
SO2 | 5847 | 0.001
SO2 | 5848 | 0.001
SO2 | 5849 | 0.001
SO2 | 5850 | 0.001
SO2 | 5851 | 0.0006
SO2 | 5852 | 0.00121
SO2 | 5853 | 0.69528
SO2 | 5858 | 0.0006
SO2 | 5859 | 0.001
SO2 | 5865 | 0.0006
SO2 | 5866 | 0.0006
SO2 | 5869 | 0.001
SO2 | 5870 | 0.00179
SO2 | 5871 | 0.00392
SO2 | 5891 | 0.0006
SO2 | 5896 | 1.01
SO2 | 5897 | 1.01
SO2 | 5898 | 1.01
SO2 | 5899 | 1.01
SO2 | 5900 | 1.01
SO2 | 5901 | 0.001
SO2 | 5902 | 0.001
SO2 | 5905 | 0.001
SO2 | 5906 | 0.001
SO2 | 5907 | 0.001
SO2 | 5908 | 0.001
SO2 | 5911 | 0.0006
SO2 | 5920 | 1.01
SO2 | 5923 | 0.001
SO2 | 5924 | 0.001
SO2 | 5925 | 0.0006
SO2 | 5928 | 0.0006
SO2 | 5932 | 0.001
SO2 | 5933 | 0.0006
SO2 | 5945 | 1.01
SO2 | 5955 | 0.0006
SO2 | 5956 | 0.0006
SO2 | 5958 | 0.0006
SO2 | 5959 | 1.64
SO2 | 5960 | 1.64
SO2 | 5961 | 1.64
SO2 | 5962 | 1.64
SO2 | 5963 | 0.0006
SO2 | 5964 | 0.0006
SO2 | 5965 | 0.0006
SO2 | 5966 | 1.64
SO2 | 5967 | 1.64
SO2 | 5972 | 0.35113
SO2 | 5973 | 0.39234
SO2 | 5981 | 1.01
SO2 | 5988 | 0.001
SO2 | 5989 | 0.00099
SO2 | 5995 | 0.00096
SO2 | 5996 | 0.001
SO2 | 5997 | 0.0006
SO2 | 5998 | 0.0006
SO2 | 6003 | 0.0006
SO2 | 6004 | 0.0006
SO2 | 6005 | 0.00098
SO2 | 6006 | 0.0006
SO2 | 6007 | 0.0006
SO2 | 6008 | 0.0006
SO2 | 6009 | 0.0006
SO2 | 6018 | 1.01
SO2 | 6019 | 1.01
SO2 | 6020 | 1.01
SO2 | 6021 | 1.01
SO2 | 6022 | 1.01
SO2 | 6023 | 1.01
SO2 | 6024 | 1.01
SO2 | 6025 | 1.01
SO2 | 6026 | 1.01
SO2 | 6027 | 0.737
SO2 | 6028 | 0.737
SO2 | 6031 | 0.737
SO2 | 6032 | 0.737
SO2 | 6033 | 0.737
SO2 | 6039 | 0.136
SO2 | 6041 | 0.136
SO2 | 6043 | 0.001
SO2 | 6044 | 0.001
SO2 | 6045 | 0.001
SO2 | 6046 | 0.001
SO2 | 6047 | 0.001
SO2 | 6048 | 0.001
SO2 | 6065 | 0.0006
SO2 | 6066 | 0.0006
SO2 | 6067 | 0.0006
SO2 | 6084 | 0.136
SO2 | 6088 | 0.0006
SO2 | 6306 | 0.0006
SO2 | 6307 | 0.0006
SO2 | 6308 | 0.0006
SO2 | 6310 | 0.0007
SO2 | 6311 | 0.0007
SO2 | 6312 | 0.0007
SO2 | 6322 | 0.001
SO2 | 6323 | 0.001
SO2 | 6324 | 1.01
SO2 | 6325 | 1.01
SO2 | 6326 | 1.01
SO2 | 6327 | 0.001
SO2 | 6328 | 0.001
SO2 | 6371 | 0.0007
SO2 | 6372 | 0.0007
SO2 | 6373 | 0.0007
SO2 | 6374 | 0.0007
SO2 | 6375 | 1.64
SO2 | 6376 | 1.64
SO2 | 6377 | 0.0007
SO2 | 6378 | 0.0007
SO2 | 6379 | 0.0007
SO2 | 6380 | 0.001
SO2 | 6388 | 0.001
SO2 | 6389 | 0.001
SO2 | 6390 | 0.001
SO2 | 6391 | 0.001
SO2 | 6410 | 0.121
SO2 | 6419 | 0.0007
SO2 | 6420 | 0.0007
SO2 | 6421 | 0.0006
SO2 | 6430 | 0.0012
SO2 | 6431 | 0.00098
SO2 | 6432 | 0.00099
SO2 | 6436 | 0.001
SO2 | 6437 | 0.001
SO2 | 6438 | 0.001
SO2 | 6440 | 0.001
SO2 | 6441 | 0.001
SO2 | 6442 | 1.01
SO2 | 6476 | 0.0006
SO2 | 6477 | 0.186
SO2 | 6485 | 0.001
SO2 | 6490 | 0.0007
SO2 | 6504 | 0.136
SO2 | 6505 | 0.001
SO2 | 6507 | 1.01
SO2 | 6508 | 1.01
SO2 | 6509 | 0.0006
SO2 | 6510 | 0.0006
SO2 | 6511 | 0.0006
SO2 | 6512 | 0.0006
SO2 | 6532 | 0.0006
SO2 | 6533 | 0.0417
SO2 | 6539 | 0.16772
SO2 | 6540 | 0.16772
SO2 | 6541 | 0.16772
SO2 | 6574 | 0.0006
SO2 | 6576 | 0.00062
SO2 | 6577 | 0.00062
SO2 | 6587 | 0.0006
SO2 | 6588 | 0.0006
SO2 | 6590 | 0.0098
SO2 | 6591 | 0.0006
SO2 | 6606 | 0.0006
SO2 | 6608 | 2.5
SO2 | 6617 | 0.001
SO2 | 6627 | 0.0006
SO2 | 6628 | 0.0007
SO2 | 6629 | 0.0007
SO2 | 6631 | 0.0006
SO2 | 6634 | 0.0006
SO2 | 6635 | 0.0006
SO2 | 6657 | 0.0417
SO2 | 6658 | 0.0417
SO2 | 6666 | 0.0006
SO2 | 6701 | 0.28
SO2 | 6757 | 0.0006
SO2 | 6758 | 0.00059
SO2 | 6760 | 0.0006
SO2 | 6761 | 0.0006
SO2 | 6766 | 0.0006
SO2 | 6767 | 0.0006
SO2 | 6768 | 0.0006
SO2 | 6769 | 0.0006
SO2 | 6771 | 0.0006
SO2 | 6785 | 0.0006
SO2 | 6786 | 0.0006
SO2 | 6787 | 0.0006
SO2 | 6788 | 0.0006
SO2 | 6817 | 0.0006
SO2 | 6818 | 0.0006
SO2 | 6822 | 0.0006
SO2 | 6827 | 1.01
SO2 | 6851 | 0.001
SO2 | 6878 | 1.01
SO2 | 6879 | 1.01
SO2 | 6880 | 1.01
SO2 | 6882 | 0.0006
SO2 | 6883 | 0.0006
SO2 | 6891 | 0.0417
SO2 | 6892 | 0.0417
SO2 | 6893 | 0.0417
SO2 | 6910 | 0.0006
SO2 | 6911 | 0.0006
SO2 | 6912 | 0.0006
SO2 | 6926 | 1.01
SO2 | 6943 | 0.001
SO2 | 6953 | 0.136
SO2 | 6955 | 0.136
SO2 | 6973 | 0.136
SO2 | 6988 | 0.737
SO2 | 6993 | 1.01
SO2 | 7001 | 0.136
SO2 | 7013 | 0.0006
SO2 | 7045 | 0.0007
SO2 | 7055 | 0.737
SO2 | 7070 | 0.136
SO2 | 7085 | 0.001
SO2 | 7086 | 0.001
SO2 | 7087 | 0.001
SO2 | 7088 | 0.001
SO2 | 7095 | 0.13065
SO2 | 7098 | 0.0006
SO2 | 7111 | 0.121
SO2 | 7149 | 1.01
SO2 | 7150 | 1.01
SO2 | 7151 | 1.01
SO2 | 7152 | 1.01
SO2 | 7153 | 0.001
SO2 | 7154 | 0.0417
SO2 | 7155 | 0.0417
SO2 | 7156 | 0.0006
SO2 | 7171 | 0.95308
SO2 | 7177 | 0.58496
SO2 | 7178 | 0.62311
SO2 | 7179 | 0.00099
SO2 | 7183 | 0.001
SO2 | 7184 | 0.0006
SO2 | 7185 | 0.0006
SO2 | 7186 | 0.0006
SO2 | 7187 | 0.001
SO2 | 7193 | 0.0007
SO2 | 7212 | 0.0006
SO2 | 7214 | 0.0006
SO2 | 7217 | 0.19091
SO2 | 7218 | 0.0006
SO2 | 7221 | 0.0006
SO2 | 7281 | 0.136
SO2 | 7313 | 0.00341
SO2 | 7316 | 0.0006
SO2 | 7317 | 0.0006
SO2 | 7320 | 0.121
SO2 | 7328 | 0.121
SO2 | 7329 | 0.00257
SO2 | 7330 | 0.0006
SO2 | 7339 | 1
SO2 | 7340 | 0.00062
SO2 | 7341 | 0.00062
SO2 | 7342 | 0.00062
SO2 | 7343 | 0.00062
SO2 | 7355 | 0.0006
SO2 | 7357 | 0.0006
SO2 | 7358 | 0.0006
SO2 | 7362 | 0.0006
SO2 | 7366 | 0.001
SO2 | 7377 | 1.01
SO2 | 7378 | 1.01
SO2 | 7392 | 0.0006
SO2 | 7393 | 0.0006
SO2 | 7394 | 0.0006
SO2 | 7395 | 0.0006
SO2 | 7396 | 0.0006
SO2 | 7403 | 0.0006
SO2 | 7404 | 0.0006
SO2 | 7405 | 0.0006
SO2 | 7406 | 0.0006
SO2 | 7413 | 0.0006
SO2 | 7419 | 0.0006
SO2 | 7422 | 0.0006
SO2 | 7423 | 0.0006
SO2 | 7424 | 0.0006
SO2 | 7425 | 0.0006
SO2 | 7435 | 0.0006
SO2 | 7445 | 0.0006
SO2 | 7446 | 0.0006
SO2 | 7449 | 0.0006
SO2 | 7450 | 0.0006
SO2 | 7470 | 0.001
SO2 | 7480 | 1.01
SO2 | 7481 | 1.01
SO2 | 7482 | 1.01
SO2 | 7483 | 1.01
SO2 | 7485 | 1.01
SO2 | 7486 | 1.01
SO2 | 7487 | 1.01
SO2 | 7500 | 1.01
SO2 | 7501 | 1.01
SO2 | 7502 | 1.01
SO2 | 7503 | 1.01
SO2 | 7504 | 1.01
SO2 | 7505 | 1.01
SO2 | 7506 | 1.01
SO2 | 7507 | 1.01
SO2 | 7513 | 0.15
SO2 | 7514 | 1.01
SO2 | 7515 | 1.01
SO2 | 7516 | 1.01
SO2 | 7517 | 0.136
SO2 | 7526 | 0.0006
SO2 | 7529 | 1.01
SO2 | 7530 | 1.01
SO2 | 7531 | 1.01
SO2 | 7532 | 0.63449
SO2 | 7533 | 0.17503
SO2 | 7537 | 0.0006
SO2 | 7541 | 0.8
SO2 | 7542 | 0.0006
SO2 | 7547 | 0.001
SO2 | 7548 | 0.001
SO2 | 7597 | 0.0006
SO2 | 7609 | 0.001
SO2 | 7610 | 0.001
SO2 | 7623 | 0.0006
SO2 | 7636 | 0.0006
SO2 | 7637 | 0.0006
SO2 | 7657 | 1.01
SO2 | 7658 | 1.01
SO2 | 7659 | 1.01
SO2 | 7660 | 1.01
SO2 | 7661 | 1.01
SO2 | 7662 | 1.01
SO2 | 7686 | 0.0006
SO2 | 7689 | 0.0006
SO2 | 7695 | 0.001
SO2 | 7696 | 0.001
SO2 | 7730 | 1.64
SO2 | 7731 | 1.64
SO2 | 7733 | 1.64
SO2 | 7734 | 1.64
SO2 | 7735 | 1.64
SO2 | 7736 | 1.64
SO2 | 7737 | 1.64
SO2 | 7738 | 1.64
SO2 | 7742 | 1.64
SO2 | 7743 | 0.136
SO2 | 7744 | 0.136
SO2 | 7745 | 1.01
SO2 | 7751 | 0.30291
SO2 | 7752 | 0.30291
SO2 | 7753 | 0.30291
SO2 | 7758 | 0.0035
SO2 | 7759 | 0.00351
SO2 | 7761 | 0.0006
SO2 | 7762 | 0.0006
SO2 | 7763 | 0.0006
SO2 | 7779 | 0.0006
SO2 | 7780 | 0.0006
SO2 | 7936 | 0.0007
SO2 | 7937 | 0.0007
SO2 | 7938 | 0.0007
SO2 | 7945 | 1.01
SO2 | 7946 | 1.01
SO2 | 7947 | 1.01
SO2 | 7948 | 1.01
SO2 | 7949 | 1.01
SO2 | 7950 | 0.0006
SO2 | 7951 | 0.0006
SO2 | 7963 | 0.136
SO2 | 7991 | 0.5
SO2 | 8006 | 0.0007
SO2 | 8007 | 1.01
SO2 | 8008 | 1.01
SO2 | 8009 | 1.01
SO2 | 8010 | 1.01
SO2 | 8011 | 1.01
SO2 | 8012 | 1.01
SO2 | 8013 | 1.01
SO2 | 8014 | 1.01
SO2 | 8015 | 1.01
SO2 | 8016 | 1.01
SO2 | 8017 | 0.8
SO2 | 8018 | 0.8
SO2 | 8103 | 0.0007
SO2 | 8106 | 0.0006
SO2 | 8107 | 0.0006
SO2 | 8108 | 0.0006
SO2 | 8109 | 0.0006
SO2 | 8112 | 1.01
SO2 | 8113 | 0.0006
SO2 | 8118 | 0.00432
SO2 | 8121 | 1.01
SO2 | 8124 | 0.0006
SO2 | 8131 | 0.0006
SO2 | 8132 | 0.0006
SO2 | 8134 | 0.00354
SO2 | 8135 | 0.00354
SO2 | 8136 | 0.0006
SO2 | 8141 | 0.0006
SO2 | 8142 | 0.0006
SO2 | 8149 | 0.0006
SO2 | 8152 | 0.0006
SO2 | 8155 | 0.0006
SO2 | 8156 | 0.0006
SO2 | 8157 | 0.0006
SO2 | 8158 | 0.001
SO2 | 8159 | 0.0006
SO2 | 8160 | 0.001
SO2 | 8172 | 0.0006
SO2 | 8173 | 0.0006
SO2 | 8175 | 0.0006
SO2 | 8178 | 0.001
SO2 | 8179 | 0.0006
SO2 | 8180 | 0.001
SO2 | 8181 | 0.001
SO2 | 8182 | 0.001
SO2 | 8188 | 0.001
SO2 | 8189 | 0.0006
SO2 | 8190 | 0.0006
SO2 | 8192 | 0.9
SO2 | 8193 | 0.0006
SO2 | 8194 | 0.0006
SO2 | 8195 | 0.0006
SO2 | 8196 | 0.0006
SO2 | 8197 | 0.0006
SO2 | 8198 | 0.8
SO2 | 8200 | 0.0006
SO2 | 8203 | 0.0006
SO2 | 8204 | 0.0006
SO2 | 8205 | 0.0006
SO2 | 8208 | 0.0006
SO2 | 8210 | 0.0006
SO2 | 8211 | 0.001
SO2 | 8212 | 0.0006
SO2 | 8213 | 0.0006
SO2 | 8214 | 0.001
SO2 | 8218 | 0.136
SO2 | 8219 | 0.0006
SO2 | 8220 | 0.0006
SO2 | 8221 | 0.001
SO2 | 8222 | 0.0006
SO2 | 8225 | 0.001
SO2 | 8229 | 0.0006
SO2 | 8232 | 0.0006
SO2 | 8238 | 0.0006
SO2 | 8239 | 0.001
SO2 | 8240 | 0.001
SO2 | 8241 | 0.001
SO2 | 8242 | 0.001
SO2 | 8243 | 0.0006
SO2 | 8244 | 0.001
SO2 | 8245 | 0.0006
SO2 | 8246 | 0.0006
SO2 | 8247 | 0.0006
SO2 | 8249 | 0.0006
SO2 | 8250 | 0.001
SO2 | 8253 | 0.001
SO2 | 8255 | 0.0006
SO2 | 8256 | 0.001
SO2 | 8257 | 0.001
SO2 | 8262 | 0.136
SO2 | 8263 | 0.019
SO2 | 8264 | 0.121
SO2 | 8266 | 0.0006
SO2 | 8268 | 0.0006
SO2 | 8269 | 0.0006
SO2 | 8273 | 0.001
SO2 | 8274 | 0.001
SO2 | 8275 | 0.0007
SO2 | 8276 | 0.0006
SO2 | 8277 | 0.001
SO2 | 8278 | 0.001
SO2 | 8280 | 0.0006
SO2 | 8281 | 0.0006
SO2 | 8283 | 0.001
SO2 | 8286 | 0.136
SO2 | 8291 | 0.007
SO2 | 8295 | 0.0006
SO2 | 8296 | 0.001
SO2 | 8300 | 0.001
SO2 | 8302 | 0.001
SO2 | 8304 | 0.0006
SO2 | 8305 | 0.0006
SO2 | 8306 | 0.0006
SO2 | 8308 | 0.001
SO2 | 8310 | 0.001
SO2 | 8311 | 0.001
SO2 | 8312 | 0.001
SO2 | 8313 | 0.001
SO2 | 8315 | 0.0006
SO2 | 8316 | 0.136
SO2 | 8320 | 0.001
SO2 | 8321 | 0.0006
SO2 | 8322 | 0.0006
SO2 | 8325 | 0.0006
SO2 | 8329 | 0.001
SO2 | 8330 | 0.001
SO2 | 8331 | 0.001
SO2 | 8332 | 0.001
SO2 | 8333 | 0.0006
SO2 | 8340 | 1.01
SO2 | 8341 | 0.7
SO2 | 8342 | 0.0006
SO2 | 8344 | 0.001
SO2 | 8359 | 0.0006
SO2 | 8360 | 0.00082
SO2 | 8361 | 0.001
SO2 | 8362 | 0.0006
SO2 | 8363 | 0.9
SO2 | 8364 | 0.9
SO2 | 8365 | 0.9
SO2 | 8366 | 0.9
SO2 | 8367 | 0.9
SO2 | 8368 | 0.9
SO2 | 8373 | 0.001
SO2 | 8376 | 0.0006
SO2 | 8377 | 0.136
SO2 | 8379 | 0.0006
SO2 | 8380 | 0.0006
SO2 | 8381 | 0.0006
SO2 | 8384 | 0.001
SO2 | 8385 | 0.136
SO2 | 8386 | 0.0006
SO2 | 8388 | 0.0006
SO2 | 8393 | 0.121
SO2 | 8394 | 0.0006
SO2 | 8397 | 0.001
SO2 | 8399 | 0.0006
SO2 | 8401 | 0.001
SO2 | 8402 | 0.001
SO2 | 8407 | 0.001
SO2 | 8409 | 0.0006
SO2 | 8412 | 0.0006
SO2 | 8413 | 0.001
SO2 | 8414 | 0.121
SO2 | 8416 | 0.0006
SO2 | 8418 | 0.0006
SO2 | 8427 | 0.001
SO2 | 8428 | 0.001
SO2 | 8429 | 0.0006
SO2 | 8430 | 0.0006
SO2 | 8431 | 0.0006
SO2 | 8436 | 0.008
SO2 | 8438 | 0.001
SO2 | 8440 | 0.001
SO2 | 8441 | 0.0006
SO2 | 8442 | 0.001
SO2 | 8443 | 0.001
SO2 | 8444 | 0.001
SO2 | 8445 | 0.001
SO2 | 8446 | 0.0006
SO2 | 8447 | 0.0006
SO2 | 8450 | 0.001
SO2 | 8452 | 0.0007
SO2 | 8453 | 0.0006
SO2 | 8454 | 0.001
SO2 | 8459 | 0.0006
SO2 | 8462 | 0.001
SO2 | 8463 | 0.001
SO2 | 8464 | 0.001
SO2 | 8465 | 0.8
SO2 | 8466 | 0.001
SO2 | 8468 | 0.001
SO2 | 8469 | 0.0006
SO2 | 8472 | 0.001
SO2 | 8473 | 0.0006
SO2 | 8474 | 0.001
SO2 | 8476 | 0.001
SO2 | 8477 | 0.0006
SO2 | 8479 | 0.0006
SO2 | 8480 | 0.0007
SO2 | 8481 | 0.0006
SO2 | 8482 | 0.0006
SO2 | 8483 | 0.0006
SO2 | 8487 | 0.0006
SO2 | 8488 | 0.001
SO2 | 8489 | 0.001
SO2 | 8490 | 0.001
SO2 | 8491 | 0.136
SO2 | 8492 | 0.136
SO2 | 8493 | 0.136
SO2 | 8494 | 0.136
SO2 | 8495 | 0.0006
SO2 | 8496 | 0.001
SO2 | 8498 | 0.0006
SO2 | 8500 | 0.001
SO2 | 8505 | 0.001
SO2 | 8506 | 0.001
SO2 | 8507 | 0.001
SO2 | 8508 | 0.001
SO2 | 8509 | 0.001
SO2 | 8510 | 0.001
SO2 | 8511 | 0.0006
SO2 | 8512 | 0.0006
SO2 | 8513 | 0.0006
SO2 | 8514 | 0.136
SO2 | 8517 | 0.001
SO2 | 8519 | 0.001
SO2 | 8520 | 0.0007
SO2 | 8522 | 0.001
SO2 | 8524 | 0.001
SO2 | 8525 | 0.0006
SO2 | 8526 | 0.0006
SO2 | 8527 | 0.001
SO2 | 8528 | 0.001
SO2 | 8530 | 0.0006
SO2 | 8531 | 0.0006
SO2 | 8532 | 0.0006
SO2 | 8533 | 0.001
SO2 | 8536 | 0.0006
SO2 | 8537 | 0.001
SO2 | 8538 | 0.8
SO2 | 8540 | 0.001
SO2 | 8541 | 0.0006
SO2 | 8543 | 0.0006
SO2 | 8544 | 0.0007
SO2 | 8545 | 0.0006
SO2 | 8546 | 0.001
SO2 | 8548 | 0.0007
SO2 | 8549 | 0.0007
SO2 | 8550 | 0.001
SO2 | 8551 | 0.0006
SO2 | 8552 | 0.001
SO2 | 8553 | 0.136
SO2 | 8554 | 0.8
SO2 | 8555 | 0.8
SO2 | 8556 | 0.136
SO2 | 8557 | 0.0006
SO2 | 8558 | 0.0007
SO2 | 8559 | 0.0006
SO2 | 8560 | 0.0006
SO2 | 8562 | 0.001
SO2 | 8564 | 0.0006
SO2 | 8565 | 0.001
SO2 | 8566 | 0.001
SO2 | 8568 | 0.001
SO2 | 8570 | 0.0006
SO2 | 8571 | 0.0006
SO2 | 8574 | 0.0006
SO2 | 8575 | 0.0006
SO2 | 8576 | 0.0006
SO2 | 8577 | 0.001
SO2 | 8578 | 0.0006
SO2 | 8579 | 0.0006
SO2 | 8581 | 0.001
SO2 | 8582 | 0.0006
SO2 | 8583 | 0.0006
SO2 | 8584 | 0.001
SO2 | 8586 | 0.0006
SO2 | 8587 | 0.0006
SO2 | 8590 | 0.0006
SO2 | 8602 | 0.0006
SO2 | 8605 | 0.136
SO2 | 8606 | 0.136
SO2 | 8607 | 0.136
SO2 | 8609 | 0.136
SO2 | 8610 | 0.136
SO2 | 8612 | 0.0006
SO2 | 8617 | 0.0006
SO2 | 8625 | 0.001
SO2 | 8626 | 0.0006
SO2 | 8627 | 0.0006
SO2 | 8628 | 0.0006
SO2 | 8629 | 0.001
SO2 | 8630 | 0.0006
SO2 | 8634 | 0.0006
SO2 | 8635 | 0.0007
SO2 | 8637 | 0.0006
SO2 | 8638 | 0.0006
SO2 | 8639 | 0.001
SO2 | 8640 | 0.121
SO2 | 8641 | 0.8
SO2 | 8642 | 0.0006
SO2 | 8646 | 0.0006
SO2 | 8649 | 0.001
SO2 | 8651 | 0.0006
SO2 | 8653 | 0.001
SO2 | 8655 | 0.0006
SO2 | 8656 | 0.0006
SO2 | 8657 | 0.0006
SO2 | 8658 | 0.007
SO2 | 8663 | 0.0006
SO2 | 8664 | 0.0007
SO2 | 8665 | 0.0006
SO2 | 8666 | 0.001
SO2 | 8668 | 0.001
SO2 | 8670 | 0.001
SO2 | 8671 | 0.001
SO2 | 8672 | 0.001
SO2 | 8673 | 0.0006
SO2 | 8674 | 0.0006
SO2 | 8675 | 0.136
SO2 | 8676 | 0.0006
SO2 | 8677 | 0.0006
SO2 | 8679 | 0.001
SO2 | 8680 | 0.001
SO2 | 8681 | 0.0006
SO2 | 8682 | 0.0006
SO2 | 8683 | 0.0006
SO2 | 8686 | 0.001
SO2 | 8687 | 0.001
SO2 | 8691 | 0.0006
SO2 | 8693 | 0.007
SO2 | 8695 | 0.001
SO2 | 8697 | 0.0006
SO2 | 8702 | 0.0006
SO2 | 8704 | 0.0006
SO2 | 8705 | 0.136
SO2 | 8709 | 0.0007
SO2 | 8722 | 0.136
SO2 | 8723 | 0.001
SO2 | 8725 | 0.001
SO2 | 8726 | 0.0006
SO2 | 8742 | 0.5
SO2 | 8743 | 0.0006
SO2 | 8745 | 0.001
SO2 | 8746 | 0.0006
SO2 | 8747 | 1.01
SO2 | 8752 | 0.001
SO2 | 8761 | 0.016
SO2 | 8762 | 0.0006
SO2 | 8763 | 0.001
SO2 | 8765 | 0.0006
SO2 | 8768 | 0.0006
SO2 | 8769 | 0.0006
SO2 | 8770 | 0.0006
SO2 | 8771 | 0.0006
SO2 | 8774 | 0.0006
SO2 | 8778 | 0.001
SO2 | 8781 | 0.0006
SO2 | 8782 | 0.0006
SO2 | 8784 | 0.0006
SO2 | 8787 | 0.0006
SO2 | 8794 | 0.0006
SO2 | 8795 | 0.0006
SO2 | 8798 | 0.0022
SO2 | 8800 | 0.0006
SO2 | 8802 | 0.0006
SO2 | 8803 | 0.0006
SO2 | 8804 | 0.0006
SO2 | 8808 | 0.0006
SO2 | 8809 | 0.001
SO2 | 8813 | 0.001
SO2 | 8817 | 0.00099
SO2 | 8820 | 0.0006
SO2 | 8832 | 0.0006
SO2 | 8833 | 1.01
SO2 | 8847 | 0.0006
SO2 | 8851 | 0.001
SO2 | 8853 | 0.0006
SO2 | 8855 | 0.00099
SO2 | 8859 | 0.0006
SO2 | 8956 | 1.01
SO2 | 8957 | 1.01
SO2 | 8958 | 1.01
SO2 | 8959 | 0.0007
SO2 | 8960 | 0.0006
SO2 | 8985 | 0.0008
SO2 | 8986 | 0.001
SO2 | 8987 | 0.00347
SO2 | 8989 | 0.136
SO2 | 9000 | 0.0006
SO2 | 9009 | 1.01
SO2 | 9011 | 0.0006
SO2 | 9012 | 0.0006
SO2 | 9013 | 0.0007
SO2 | 9014 | 0.0006
SO2 | 9021 | 0.0006
SO2 | 9025 | 0.0006
SO2 | 9032 | 0.001
SO2 | 9033 | 0.001
SO2 | 9035 | 0.0006
SO2 | 9036 | 0.0006
SO2 | 9038 | 0.001
SO2 | 9039 | 1.01
SO2 | 9041 | 0.0006
SO2 | 9043 | 1.01
SO2 | 9048 | 1.01
SO2 | 9049 | 0.001
SO2 | 9050 | 0.0006
SO2 | 9065 | 0.0006
SO2 | 9066 | 1.01
SO2 | 9067 | 0.001
SO2 | 9068 | 0.001
SO2 | 9069 | 0.136
SO2 | 9071 | 1.01
SO2 | 9072 | 1.01
SO2 | 9073 | 1.01
SO2 | 9079 | 0.0006
SO2 | 9080 | 0.00106
SO2 | 9082 | 0.0006
SO2 | 9084 | 0.5
SO2 | 9085 | 0.0006
SO2 | 9086 | 0.0006
SO2 | 9087 | 0.007
SO2 | 9089 | 0.0006
SO2 | 9090 | 0.0006
SO2 | 9092 | 0.0006
SO2 | 9093 | 0.121
SO2 | 9094 | 0.0006
SO2 | 9097 | 0.0006
SO2 | 9099 | 0.0006
SO2 | 9100 | 0.0006
SO2 | 9102 | 0.001
SO2 | 9107 | 0.0006
SO2 | 9110 | 0.00104
SO2 | 9111 | 0.001
SO2 | 9116 | 1.01
SO2 | 9119 | 0.001
SO2 | 9120 | 0.0006
SO2 | 9121 | 0.05817
SO2 | 9122 | 0.05817
SO2 | 9123 | 0.05817
SO2 | 9124 | 0.05817
SO2 | 9125 | 0.05817
SO2 | 9128 | 0.0006
SO2 | 9142 | 0.0096
SO2 | 9147 | 0.001
SO2 | 9154 | 1.01
SO2 | 9155 | 0.0007
SO2 | 9156 | 0.0006
SO2 | 9161 | 0.0006
SO2 | 9163 | 0.001
SO2 | 9169 | 0.00099
SO2 | 9174 | 0.0006
SO2 | 9176 | 0.136
SO2 | 9177 | 1.01
SO2 | 9181 | 0.0006
SO2 | 9184 | 0.001
SO2 | 9185 | 0.001
SO2 | 9187 | 0.0006
SO2 | 9189 | 0.0006
SO2 | 9190 | 0.0006
SO2 | 9191 | 0.001
SO2 | 9193 | 0.001
SO2 | 9195 | 0.136
SO2 | 9199 | 0.28
SO2 | 9200 | 0.0006
SO2 | 9207 | 0.737
SO2 | 9208 | 0.0006
SO2 | 9210 | 0.001
SO2 | 9212 | 0.44316
SO2 | 9214 | 0.00107
SO2 | 9218 | 0.001
SO2 | 9219 | 0.001
SO2 | 9220 | 0.001
SO2 | 9223 | 1.01
SO2 | 9233 | 0.0006
SO2 | 9234 | 0.0006
SO2 | 9242 | 0.0006
SO2 | 9243 | 0.0006
SO2 | 9251 | 0.18602
SO2 | 9271 | 0.0006
SO2 | 9273 | 0.00028
SO2 | 9276 | 0.001
SO2 | 9277 | 0.001
SO2 | 9278 | 0.001
SO2 | 9280 | 0.001
SO2 | 9281 | 0.65021
SO2 | 9282 | 0.0008
SO2 | 9288 | 0.001
SO2 | 9293 | 0.001
SO2 | 9294 | 0.001
SO2 | 9296 | 0.001
SO2 | 9308 | 0.001
SO2 | 9322 | 0.0011
SO2 | 9326 | 1.01
SO2 | 9328 | 0.001
SO2 | 9329 | 0.001
SO2 | 9330 | 0.0006
SO2 | 9335 | 0.0006
SO2 | 9337 | 0.0006
SO2 | 9356 | 0.001
SO2 | 9368 | 1.01
SO2 | 9371 | 0.0006
SO2 | 9374 | 0.01
SO2 | 9376 | 0.594
SO2 | 9377 | 0.001
SO2 | 9378 | 0.121
SO2 | 9381 | 1.01
SO2 | 9382 | 0.001
SO2 | 9383 | 1.01
SO2 | 9390 | 1.01
SO2 | 9392 | 1.01
SO2 | 9393 | 1.01
SO2 | 9394 | 1.01
SO2 | 9395 | 1.01
SO2 | 9398 | 0.594
SO2 | 9401 | 0.136
SO2 | 9404 | 0.594
SO2 | 9406 | 1.01
SO2 | 9408 | 1.01
SO2 | 9409 | 1.01
SO2 | 9410 | 1.01
SO2 | 9413 | 1.01
SO2 | 9414 | 1.01
SO2 | 9415 | 1.01
SO2 | 9416 | 1.01
SO2 | 9417 | 1.01
SO2 | 9418 | 1.01
SO2 | 9419 | 1.01
SO2 | 9420 | 1.01
SO2 | 9421 | 1.01
SO2 | 9422 | 1.01
SO2 | 9423 | 1.01
SO2 | 9424 | 1.01
SO2 | 9425 | 1.01
SO2 | 9426 | 1.01
SO2 | 9427 | 1.01
SO2 | 9428 | 1.01
SO2 | 9430 | 1.01
SO2 | 9432 | 1.01
SO2 | 9433 | 1.01
SO2 | 9434 | 1.01
SO2 | 9442 | 0.0417
SO2 | 9448 | 1.01
SO2 | 9455 | 0.001
SO2 | 9457 | 1.01
SO2 | 9459 | 0.00061
SO2 | 9461 | 0.0006
SO2 | 9467 | 0.0006
SO2 | 9472 | 0.001
SO2 | 9479 | 0.0006
SO2 | 9484 | 1.01
SO2 | 9485 | 0.001
SO2 | 9489 | 0.0006
SO2 | 9490 | 0.0006
SO2 | 9491 | 0.001
SO2 | 9492 | 0.00546
SO2 | 9496 | 0.0008
SO2 | 9500 | 0.001
SO2 | 9501 | 0.001
SO2 | 9502 | 0.001
SO2 | 9503 | 0.0006
SO2 | 9504 | 0.0006
SO2 | 9505 | 0.001
SO2 | 9507 | 0.001
SO2 | 9509 | 1.05
SO2 | 9510 | 0.001
SO2 | 9511 | 0.0006
SO2 | 9512 | 0.0006
SO2 | 9513 | 0.0006
SO2 | 9514 | 0.0006
SO2 | 9515 | 0.001
SO2 | 9516 | 0.0006
SO2 | 9518 | 0.0006
SO2 | 9520 | 0.0008
SO2 | 9523 | 0.0006
SO2 | 9524 | 0.0006
SO2 | 9526 | 1.01
SO2 | 9529 | 0.0008
SO2 | 9530 | 0.0006
SO2 | 9531 | 0.0008
SO2 | 9532 | 0.001
SO2 | 9533 | 0.0006
SO2 | 9534 | 0.001
SO2 | 9536 | 0.0006
SO2 | 9537 | 0.0008
SO2 | 9538 | 0.0006
SO2 | 9539 | 0.0006
SO2 | 9540 | 0.0006
SO2 | 9541 | 0.0006
SO2 | 9543 | 0.001
SO2 | 9544 | 1.01
SO2 | 9555 | 0.121
SO2 | 9556 | 0.121
SO2 | 9559 | 0.001
SO2 | 9560 | 0.001
SO2 | 9562 | 0.001
SO2 | 9563 | 1.01
SO2 | 9564 | 0.136
SO2 | 9566 | 0.136
SO2 | 9628 | 1.01
SO2 | 9634 | 0.001
SO2 | 9637 | 0.001
SO2 | 9640 | 0.001
SO2 | 9641 | 0.001
SO2 | 9642 | 0.40745
SO2 | 9647 | 0.001
SO2 | 9651 | 0.0006
SO2 | 9657 | 0.001
SO2 | 9658 | 0.00098
SO2 | 9660 | 0.002
SO2 | 9663 | 0.0006
SO2 | 9671 | 0.001
SO2 | 9676 | 0.001
SO2 | 9679 | 0.0006
SO2 | 9680 | 0.5
SO2 | 9686 | 0.001
SO2 | 9687 | 0.001
SO2 | 9690 | 0.001
SO2 | 9691 | 0.0006
SO2 | 9692 | 0.001
SO2 | 9695 | 0.001
SO2 | 9698 | 0.001
SO2 | 9700 | 0.0006
SO2 | 9701 | 0.001
SO2 | 9702 | 0.0006
SO2 | 9703 | 0.0006
SO2 | 9704 | 0.001
SO2 | 9705 | 0.0006
SO2 | 9706 | 0.001
SO2 | 9708 | 0.136
SO2 | 9709 | 0.0461
SO2 | 9710 | 0.001
SO2 | 9711 | 0.001
SO2 | 9715 | 0.00104
SO2 | 9716 | 0.0006
SO2 | 9719 | 0.0006
SO2 | 9724 | 0.001
SO2 | 9725 | 0.584
SO2 | 9726 | 0.0006
SO2 | 9728 | 0.26849
SO2 | 9729 | 0.18667
SO2 | 9730 | 0.121
SO2 | 9734 | 0.001
SO2 | 9737 | 0.001
SO2 | 9739 | 0.0006
SO2 | 9740 | 0.001
SO2 | 9747 | 0.0006
SO2 | 9748 | 0.0006
SO2 | 9749 | 0.0006
SO2 | 9750 | 1.01
SO2 | 9751 | 0.001
SO2 | 9752 | 1.01
SO2 | 9753 | 0.001
SO2 | 9755 | 0.136
SO2 | 9758 | 0.0006
SO2 | 9759 | 0.0006
SO2 | 9760 | 1.01
SO2 | 9762 | 1.1
SO2 | 9763 | 0.0006
SO2 | 9764 | 0.001
SO2 | 9766 | 0.0006
SO2 | 9767 | 0.002
SO2 | 9777 | 0.001
SO2 | 9778 | 0.0006
SO2 | 9780 | 0.001
SO2 | 9784 | 1.01
SO2 | 9785 | 1.01
SO2 | 9786 | 1.01
SO2 | 9787 | 1.01
SO2 | 9789 | 0.0006
SO2 | 9790 | 0.001
SO2 | 9791 | 1.01
SO2 | 9792 | 0.001
SO2 | 9797 | 0.0006
SO2 | 9798 | 1.01
SO2 | 9799 | 1.01
SO2 | 9800 | 1.01
SO2 | 9802 | 1.01
SO2 | 9803 | 1.01
SO2 | 9805 | 1.01
SO2 | 9806 | 1.01
SO2 | 9807 | 1.01
SO2 | 9808 | 1.01
SO2 | 9809 | 1.01
SO2 | 9810 | 1.01
SO2 | 9811 | 1.01
SO2 | 9812 | 1.01
SO2 | 9821 | 1.01
SO2 | 9822 | 1.01
SO2 | 9829 | 0.00099
SO2 | 9836 | 1.01
SO2 | 9837 | 1.01
SO2 | 9838 | 0.5
SO2 | 9839 | 0.5
SO2 | 9843 | 0.001
SO2 | 9846 | 1.01
SO2 | 9847 | 0.121
SO2 | 9848 | 1.01
SO2 | 9851 | 0.5
SO2 | 9852 | 0.0006
SO2 | 9854 | 1
SO2 | 9855 | 0.00098
SO2 | 9856 | 0.136
SO2 | 9857 | 0.136
SO2 | 9858 | 0.001
SO2 | 9863 | 0.001
SO2 | 9864 | 0.0006
SO2 | 9866 | 0.0006
SO2 | 9867 | 0.001
SO2 | 9868 | 0.001
SO2 | 9870 | 0.005
SO2 | 9871 | 0.121
SO2 | 9876 | 1.01
SO2 | 9877 | 0.001
SO2 | 9878 | 1.01
SO2 | 9884 | 1
SO2 | 9885 | 0.5
SO2 | 9886 | 0.001
SO2 | 9887 | 0.001
SO2 | 9888 | 0.001
SO2 | 9890 | 0.6
SO2 | 9892 | 0.001
SO2 | 9893 | 0.0006
SO2 | 9894 | 0.00061
SO2 | 9897 | 0.001
SO2 | 9898 | 0.0006
SO2 | 9899 | 0.136
SO2 | 9900 | 0.186
SO2 | 9902 | 2.46
SO2 | 9903 | 1
SO2 | 9906 | 1.01
SO2 | 9909 | 2.46
SO2 | 9910 | 0.121
SO2 | 9911 | 0.5
SO2 | 9912 | 0.001
SO2 | 9913 | 0.001
SO2 | 9916 | 0.001
SO2 | 9918 | 0.0006
SO2 | 9919 | 1.01
SO2 | 9920 | 1.01
SO2 | 9921 | 0.001
SO2 | 9923 | 0.0006
SO2 | 9925 | 0.0006
SO2 | 9926 | 0.0006
SO2 | 9929 | 0.736
SO2 | 9930 | 0.001
SO2 | 9931 | 0.001
SO2 | 9934 | 0.0006
SO2 | 9938 | 0.121
SO2 | 9940 | 0.0006
SO2 | 9941 | 0.121
SO2 | 9942 | 0.0006
SO2 | 9943 | 0.121
SO2 | 9945 | 1.01
SO2 | 9946 | 0.001
SO2 | 9947 | 0.736
SO2 | 9948 | 0.005
SO2 | 9949 | 0.004
SO2 | 9952 | 0.121
SO2 | 9953 | 0.001
SO2 | 9954 | 0.001
SO2 | 9956 | 0.7
SO2 | 9957 | 0.0006
SO2 | 9958 | 2.5927
SO2 | 9959 | 0.0006
SO2 | 9960 | 0.001
SO2 | 9961 | 0.0006
SO2 | 9963 | 0.001
SO2 | 9964 | 0.0006
SO2 | 9966 | 0.001
SO2 | 9967 | 0.001
SO2 | 9968 | 0.0006
SO2 | 9969 | 0.136
SO2 | 9971 | 0.001
SO2 | 9972 | 2.54
SO2 | 9973 | 0.0006
SO2 | 9974 | 0.00098
SO2 | 9975 | 0.0006
SO2 | 9976 | 0.47
SO2 | 9977 | 0.0006
SO2 | 9978 | 0.001
SO2 | 9979 | 0.001
SO2 | 9980 | 0.0006
SO2 | 9981 | 0.001
SO2 | 9982 | 0.121
SO2 | 9985 | 0.136
SO2 | 9986 | 0.136
SO2 | 9987 | 0.0006
SO2 | 9988 | 1.01
SO2 | 9989 | 1.01
SO2 | 9990 | 1.01
SO2 | 9991 | 0.17
SO2 | 9993 | 0.0006
SO2 | 9994 | 0.0006
SO2 | 9995 | 0.0006
SO2 | 9996 | 1.01
SO2 | 9999 | 0.001
SO2 | 10001 | 0.0006
SO2 | 10002 | 0.25
SO2 | 10005 | 0.0006
SO2 | 10009 | 0.0006
SO2 | 10015 | 1.01
SO2 | 10016 | 1.01
SO2 | 10019 | 0.00101
SO2 | 10020 | 0.00102
SO2 | 10021 | 0.00078
SO2 | 10022 | 0.00211
SO2 | 10023 | 1.01
SO2 | 10024 | 1.01
SO2 | 10025 | 0.0006
SO2 | 10073 | 1.01
SO2 | 10077 | 0.0006
SO2 | 10078 | 0.001
SO2 | 10080 | 0.0006
SO2 | 10081 | 1.01
SO2 | 10083 | 0.00099
SO2 | 10084 | 0.0006
SO2 | 10085 | 0.136
SO2 | 10087 | 0.136
SO2 | 10089 | 0.001
SO2 | 10090 | 0.0006
SO2 | 10091 | 0.001
SO2 | 10094 | 0.0006
SO2 | 10095 | 0.121
SO2 | 10098 | 0.8
SO2 | 10099 | 1.01
SO2 | 10100 | 0.0006
SO2 | 10102 | 0.0006
SO2 | 10104 | 0.0006
SO2 | 10105 | 0.001
SO2 | 10106 | 0.001
SO2 | 10107 | 0.0006
SO2 | 10112 | 0.136
SO2 | 10113 | 0.0006
SO2 | 10114 | 0.001
SO2 | 10115 | 0.0006
SO2 | 10117 | 0.001
SO2 | 10120 | 0.0006
SO2 | 10121 | 0.9
SO2 | 10158 | 0.001
SO2 | 10159 | 0.136
SO2 | 10161 | 0.001
SO2 | 10163 | 0.121
SO2 | 10165 | 0.001
SO2 | 10166 | 1.01
SO2 | 10167 | 0.001
SO2 | 10171 | 0.0006
SO2 | 10172 | 1.01
SO2 | 10175 | 1.01
SO2 | 10181 | 0.0006
SO2 | 10182 | 1.01
SO2 | 10183 | 1.01
SO2 | 10184 | 0.001
SO2 | 10185 | 0.0006
SO2 | 10186 | 1.01
SO2 | 10188 | 0.5
SO2 | 10189 | 1.01
SO2 | 10190 | 1.01
SO2 | 10191 | 1.01
SO2 | 10192 | 0.001
SO2 | 10194 | 1.01
SO2 | 10195 | 1.01
SO2 | 10197 | 1.01
SO2 | 10198 | 1.01
SO2 | 10199 | 1.01
SO2 | 10200 | 1.01
SO2 | 10201 | 1.01
SO2 | 10202 | 1.01
SO2 | 10209 | 1.01
SO2 | 10212 | 0.0006
SO2 | 10215 | 1.01
SO2 | 10216 | 0.001
SO2 | 10217 | 1.01
SO2 | 10219 | 0.001
SO2 | 10220 | 1.01
SO2 | 10221 | 1.01
SO2 | 10222 | 1.01
SO2 | 10223 | 1.01
SO2 | 10225 | 1.01
SO2 | 10226 | 1.01
SO2 | 10227 | 1.01
SO2 | 10229 | 1.01
SO2 | 10230 | 1.01
SO2 | 10231 | 1.01
SO2 | 10232 | 1.01
SO2 | 10233 | 0.001
SO2 | 10236 | 1.01
SO2 | 10237 | 1.01
SO2 | 10238 | 1.01
SO2 | 10239 | 1.01
SO2 | 10241 | 0.0011
SO2 | 10242 | 1.01
SO2 | 10243 | 1.01
SO2 | 10245 | 0.001
SO2 | 10246 | 0.001
SO2 | 10248 | 0.001
SO2 | 10251 | 0.0006
SO2 | 10253 | 0.0006
SO2 | 10260 | 0.001
SO2 | 10264 | 0.001
SO2 | 10265 | 0.001
SO2 | 10267 | 0.0006
SO2 | 10268 | 0.136
SO2 | 10274 | 0.001
SO2 | 10275 | 0.0006
SO2 | 10277 | 1.01
SO2 | 10278 | 1.01
SO2 | 10280 | 0.136
SO2 | 10285 | 1.01
SO2 | 10286 | 0.0006
SO2 | 10289 | 0.0006
SO2 | 10294 | 0.001
SO2 | 10297 | 0.0006
SO2 | 10298 | 0.00093
SO2 | 10299 | 0.16772
SO2 | 10302 | 0.136
SO2 | 10303 | 0.0006
SO2 | 10304 | 0.0006
SO2 | 10307 | 0.0007
SO2 | 10308 | 0.001
SO2 | 10309 | 1.01
SO2 | 10311 | 0.0006
SO2 | 10315 | 1.01
SO2 | 10316 | 1.01
SO2 | 10318 | 0.00059
SO2 | 10321 | 1.01
SO2 | 10322 | 0.0006
SO2 | 10324 | 1.01
SO2 | 10326 | 1.01
SO2 | 10329 | 1.01
SO2 | 10331 | 0.594
SO2 | 10332 | 0.594
SO2 | 10333 | 0.594
SO2 | 10334 | 0.66
SO2 | 10335 | 0.66
SO2 | 10336 | 0.66
SO2 | 10337 | 0.69
SO2 | 10338 | 0.594
SO2 | 10339 | 0.594
SO2 | 10341 | 0.001
SO2 | 10344 | 0.07962
SO2 | 10345 | 0.07102
SO2 | 10346 | 0.001
SO2 | 10347 | 0.0006
SO2 | 10348 | 0.001
SO2 | 10354 | 0.0006
SO2 | 10355 | 0.00098
SO2 | 10356 | 0.001
SO2 | 10357 | 0.001
SO2 | 10358 | 0.001
SO2 | 10364 | 0.0006
SO2 | 10365 | 0.00103
SO2 | 10366 | 0.001
SO2 | 10367 | 0.001
SO2 | 10368 | 0.001
SO2 | 10369 | 0.136
SO2 | 10370 | 0.00108
SO2 | 10371 | 0.00241
SO2 | 10372 | 0.0006
SO2 | 10461 | 0.136
SO2 | 10462 | 0.136
SO2 | 10463 | 0.136
SO2 | 10464 | 0.136
SO2 | 10465 | 0.136
SO2 | 10466 | 0.136
SO2 | 10467 | 0.136
SO2 | 10468 | 0.136
SO2 | 10469 | 0.001
SO2 | 10471 | 0.136
SO2 | 10472 | 0.0006
SO2 | 10473 | 0.136
SO2 | 10474 | 0.136
SO2 | 10475 | 0.0006
SO2 | 10476 | 0.0006
SO2 | 10477 | 0.0008
SO2 | 10479 | 0.007
SO2 | 10481 | 0.001
SO2 | 10482 | 0.0006
SO2 | 10483 | 0.0008
SO2 | 10484 | 0.001
SO2 | 10485 | 0.0006
SO2 | 10486 | 0.0006
SO2 | 10487 | 0.0006
SO2 | 10488 | 0.0006
SO2 | 10489 | 0.0006
SO2 | 10491 | 0.5
SO2 | 10492 | 0.0008
SO2 | 10493 | 0.0006
SO2 | 10494 | 0.001
SO2 | 10495 | 0.001
SO2 | 10496 | 0.001
SO2 | 10497 | 0.001
SO2 | 10520 | 0.10733
SO2 | 10522 | 0.0006
SO2 | 10525 | 0.4
SO2 | 10527 | 0.0006
SO2 | 10528 | 0.0006
SO2 | 10530 | 0.136
SO2 | 10533 | 0.0006
SO2 | 10536 | 0.0006
SO2 | 10537 | 0.0006
SO2 | 10538 | 0.00221
SO2 | 10539 | 0.0008
SO2 | 10540 | 0.0008
SO2 | 10541 | 0.001
SO2 | 10542 | 0.001
SO2 | 10543 | 0.00451
SO2 | 10544 | 0.0006
SO2 | 10545 | 0.0006
SO2 | 10546 | 0.0006
SO2 | 10547 | 1.01
SO2 | 10548 | 1.01
SO2 | 10549 | 1.01
SO2 | 10550 | 1.01
SO2 | 10551 | 0.0006
SO2 | 10552 | 0.00026
SO2 | 10553 | 0.0003
SO2 | 10554 | 1.01
SO2 | 10555 | 0.00133
SO2 | 10556 | 1.01
SO2 | 10557 | 1.01
SO2 | 10558 | 0.0006
SO2 | 10559 | 1.01
SO2 | 10560 | 0.723
SO2 | 10561 | 0.0006
SO2 | 10562 | 0.0006
SO2 | 10593 | 0.001
SO2 | 10594 | 0.15372
SO2 | 10595 | 0.001
SO2 | 10596 | 0.00099
SO2 | 10598 | 0.001
SO2 | 10601 | 0.001
SO2 | 10602 | 0.001
SO2 | 10603 | 1.01
SO2 | 10604 | 1.01
SO2 | 10605 | 0.00099
SO2 | 10606 | 0.001
SO2 | 10607 | 0.00197
SO2 | 10608 | 1.01
SO2 | 10609 | 0.31846
SO2 | 10610 | 0.001
SO2 | 10611 | 1.01
SO2 | 10612 | 0.121
SO2 | 10614 | 1.01
SO2 | 10616 | 1.01
SO2 | 10617 | 0.001
SO2 | 10618 | 0.001
SO2 | 10619 | 0.00099
SO2 | 10621 | 0.0417
SO2 | 10622 | 1.01
SO2 | 10623 | 0.00088
SO2 | 10624 | 0.121
SO2 | 10626 | 1.01
SO2 | 10627 | 1.39
SO2 | 10628 | 1.01
SO2 | 10629 | 1.01
SO2 | 10630 | 1.01
SO2 | 10631 | 1.01
SO2 | 10632 | 0.479
SO2 | 10633 | 1.01
SO2 | 10634 | 0.001
SO2 | 10635 | 0.121
SO2 | 10636 | 1.01
SO2 | 10637 | 0.001
SO2 | 10638 | 1.01
SO2 | 10639 | 1.01
SO2 | 10640 | 1.01
SO2 | 10642 | 0.00138
SO2 | 10643 | 1.01
SO2 | 10644 | 0.0006
SO2 | 10645 | 0.136
SO2 | 10646 | 0.001
SO2 | 10647 | 0.0098
SO2 | 10648 | 0.0098
SO2 | 10649 | 0.00108
SO2 | 10650 | 0.00121
SO2 | 10651 | 0.0098
SO2 | 10652 | 0.00068
SO2 | 10653 | 0.001
SO2 | 10654 | 0.0006
SO2 | 10655 | 0.7
SO2 | 10656 | 0.06029
SO2 | 10657 | 0.0006
SO2 | 10658 | 0.001
SO2 | 10659 | 0.001
SO2 | 10662 | 0.0006
SO2 | 10664 | 0.136
SO2 | 10665 | 0.001
SO2 | 10666 | 1.01
SO2 | 10667 | 1.01
SO2 | 10668 | 0.001
SO2 | 10670 | 0.0006
SO2 | 10672 | 0.0006
SO2 | 10677 | 0.001
SO2 | 10678 | 0.0006
SO2 | 10679 | 0.136
SO2 | 10776 | 0.0006
SO2 | 10791 | 0.001
SO2 | 10792 | 0.001
SO2 | 10793 | 0.001
SO2 | 10794 | 0.001
SO2 | 10795 | 0.0006
SO2 | 10796 | 0.0006
SO2 | 10798 | 0.001
SO2 | 10799 | 0.01794
SO2 | 10800 | 0.09733
SO2 | 10801 | 0.0006
SO2 | 10803 | 0
SO2 | 10804 | 0
SO2 | 10805 | 0.001
SO2 | 10806 | 0.0007
SO2 | 10807 | 0.0007
SO2 | 10808 | 0.001
SO2 | 10809 | 0.001
SO2 | 10810 | 0.001
SO2 | 10811 | 0.05
SO2 | 10812 | 0.00061
SO2 | 10813 | 0.00061
SO2 | 10814 | 0.00062
SO2 | 10815 | 0.00207
SO2 | 10816 | 0.00165
SO2 | 10818 | 0.01468
SO2 | 10819 | 0.01163
SO2 | 10820 | 0.001
SO2 | 10821 | 0.001
SO2 | 10822 | 0.0006
SO2 | 10823 | 0.001
SO2 | 10826 | 0.001
SO2 | 10830 | 0.15
SO2 | 10837 | 0.04946
SO2 | 10838 | 0.07617
SO2 | 10839 | 0.001
SO2 | 10840 | 0.001
SO2 | 10843 | 0.001
SO2 | 10847 | 0.0006
SO2 | 10851 | 0.0006
SO2 | 10853 | 0.0006
SO2 | 10854 | 0.0006
SO2 | 10859 | 0.136
SO2 | 10860 | 0.0006
SO2 | 10861 | 0.136
SO2 | 10864 | 0.00099
SO2 | 10865 | 0.001
SO2 | 10868 | 0.136
SO2 | 10869 | 0.0006
SO2 | 10871 | 0.00092
SO2 | 10875 | 0.00867
SO2 | 10879 | 0.0006
SO2 | 10881 | 0.0007
SO2 | 10883 | 0.0006
SO2 | 10886 | 0.00099
SO2 | 10887 | 0.0006
SO2 | 10888 | 0.001
SO2 | 10892 | 0.001
SO2 | 10894 | 0.001
SO2 | 10895 | 0.001
SO2 | 10896 | 0.0006
SO2 | 10899 | 0.001
SO2 | 10902 | 0.0006
SO2 | 10903 | 0.06918
SO2 | 10905 | 0.001
SO2 | 10907 | 0.0006
SO2 | 10908 | 0.00097
SO2 | 10911 | 0.0006
SO2 | 10920 | 0.001
SO2 | 10922 | 0.0006
SO2 | 10923 | 0.0006
SO2 | 10924 | 0.0006
SO2 | 10925 | 0.0006
SO2 | 10926 | 0.0006
SO2 | 10927 | 0.0006
SO2 | 10932 | 0.0006
SO2 | 10933 | 0.0006
SO2 | 10934 | 0.12772
SO2 | 10935 | 0.0096
SO2 | 10936 | 1.01
SO2 | 10937 | 1
SO2 | 10938 | 0.6
SO2 | 10940 | 0.001
SO2 | 10941 | 0.0417
SO2 | 10943 | 0.121
SO2 | 10945 | 0.136
SO2 | 10946 | 0.00106
SO2 | 10948 | 0.02967
SO2 | 10953 | 0.0006
SO2 | 10954 | 1.01
SO2 | 10955 | 0.001
SO2 | 10956 | 1
SO2 | 10958 | 0.5
SO2 | 10960 | 0.00104
SO2 | 10961 | 0.136
SO2 | 10962 | 0.121
SO2 | 10963 | 0.00066
SO2 | 10964 | 0.0006
SO2 | 10968 | 0.001
SO2 | 10969 | 0.98588
SO2 | 10970 | 0.136
SO2 | 10971 | 0.0417
SO2 | 10973 | 0.001
SO2 | 10974 | 0.5
SO2 | 10975 | 1.01
SO2 | 10976 | 0.001
SO2 | 10977 | 1.01
SO2 | 10979 | 1.01
SO2 | 10981 | 1.01
SO2 | 10982 | 0.136
SO2 | 10983 | 1.01
SO2 | 10984 | 0.0038
SO2 | 10985 | 0.001
SO2 | 10986 | 0.0006
SO2 | 10987 | 0.0006
SO2 | 10988 | 0.001
SO2 | 10989 | 1.01
SO2 | 10990 | 0.121
SO2 | 10992 | 1.01
SO2 | 10993 | 0.0006
SO2 | 10995 | 1.01
SO2 | 10996 | 0.0417
SO2 | 10997 | 0.0417
SO2 | 10999 | 0.0006
SO2 | 11001 | 0.1023
SO2 | 11003 | 1.01
SO2 | 11004 | 1.01
SO2 | 11005 | 1.01
SO2 | 11006 | 0.08194
SO2 | 11007 | 1.01
SO2 | 11008 | 1.01
SO2 | 11009 | 0.001
SO2 | 11010 | 0.57523
SO2 | 11011 | 0.09962
SO2 | 11012 | 1.01
SO2 | 11013 | 0.00063
SO2 | 11014 | 0.00109
SO2 | 11016 | 1.01
SO2 | 11017 | 0.0417
SO2 | 11018 | 0.0006
SO2 | 11019 | 0.0006
SO2 | 11020 | 0.001
SO2 | 11021 | 0.001
SO2 | 11022 | 1.01
SO2 | 11023 | 0.00217
SO2 | 11024 | 0.001
SO2 | 11025 | 0.0007
SO2 | 11026 | 0.18602
SO2 | 11027 | 1.01
SO2 | 11028 | 1.01
SO2 | 11029 | 0.0006
SO2 | 11030 | 1.01
SO2 | 11031 | 1.01
SO2 | 11032 | 0.001
SO2 | 11033 | 0.66
SO2 | 11034 | 0.0006
SO2 | 11035 | 0.001
SO2 | 11036 | 1.01
SO2 | 11037 | 1.01
SO2 | 11038 | 0.0006
SO2 | 11039 | 0.001
SO2 | 11040 | 0.001
SO2 | 11041 | 1.01
SO2 | 11042 | 0.0006
SO2 | 11043 | 0.0006
SO2 | 11044 | 0.942
SO2 | 11045 | 1.01
SO2 | 11046 | 1.01
SO2 | 11047 | 0.00064
SO2 | 11048 | 1.01
SO2 | 11049 | 1.01
SO2 | 11050 | 0.00105
SO2 | 11051 | 1.01
SO2 | 11052 | 1.01
SO2 | 11054 | 0.00109
SO2 | 11057 | 0.001
SO2 | 11058 | 0.001
SO2 | 11059 | 0.594
SO2 | 11060 | 1.01
SO2 | 11061 | 0.0006
SO2 | 11062 | 1.01
SO2 | 11064 | 0.121
SO2 | 11065 | 0.001
SO2 | 11066 | 0.0017
SO2 | 11067 | 0.003
SO2 | 11068 | 0.00102
SO2 | 11069 | 0.0098
SO2 | 11070 | 0.0098
SO2 | 11071 | 0.00173
SO2 | 11072 | 0.0006
SO2 | 11074 | 0.0006
SO2 | 11075 | 0.121
SO2 | 11076 | 1.77
SO2 | 11077 | 0.0006
SO2 | 11078 | 1.01
SO2 | 11079 | 0.0098
SO2 | 11080 | 1.1
SO2 | 11081 | 0.0006
SO2 | 11082 | 0.0006
SO2 | 11083 | 0.5
SO2 | 11084 | 0.0007
SO2 | 11085 | 0.001
SO2 | 11088 | 0.0006
SO2 | 11089 | 0.0006
SO2 | 11090 | 0.0006
SO2 | 11091 | 0.0006
SO2 | 11096 | 0.0006
SO2 | 11101 | 0.14601
SO2 | 11102 | 0.001
SO2 | 11103 | 0.0046
SO2 | 11105 | 1.01
SO2 | 11107 | 0.001
SO2 | 11109 | 0.001
SO2 | 11110 | 0.00099
SO2 | 11113 | 0.136
SO2 | 11116 | 0.0006
SO2 | 11120 | 0.0006
SO2 | 11121 | 0.0006
SO2 | 11126 | 0.0006
SO2 | 11127 | 0.0006
SO2 | 11128 | 0.26105
SO2 | 11129 | 0.001
SO2 | 11130 | 0.11246
SO2 | 11131 | 0.002
SO2 | 11132 | 0.00061
SO2 | 11133 | 1.01
SO2 | 11134 | 0.004
SO2 | 11135 | 0.012
SO2 | 11136 | 0.942
SO2 | 11137 | 2
SO2 | 11138 | 0.5
SO2 | 11140 | 0.942
SO2 | 11142 | 0.942
SO2 | 11143 | 0.942
SO2 | 11145 | 1.01
SO2 | 11146 | 0.7
HG | 28 | 0
HG | 157 | 1e-05
HG | 165 | 1e-05
HG | 175 | 1e-05
HG | 192 | 5.64e-06
HG | 196 | 1e-05
HG | 197 | 1e-05
HG | 198 | 1e-05
HG | 225 | 1.3e-06
HG | 273 | 1e-05
HG | 274 | 5.25e-06
HG | 275 | 0
HG | 297 | 0
HG | 323 | 3.28e-06
HG | 324 | 3.28e-06
HG | 325 | 0
HG | 357 | 0
HG | 384 | 0
HG | 390 | 1e-05
HG | 445 | 1e-05
HG | 448 | 1e-05
HG | 472 | 1e-05
HG | 473 | 1e-05
HG | 474 | 1e-05
HG | 475 | 1e-05
HG | 476 | 1e-05
HG | 477 | 1e-05
HG | 491 | 1e-05
HG | 524 | 0
HG | 531 | 0
HG | 541 | 0
HG | 588 | 1e-05
HG | 589 | 1e-05
HG | 602 | 1e-05
HG | 653 | 1e-05
HG | 654 | 1e-05
HG | 655 | 1e-05
HG | 656 | 1e-05
HG | 657 | 1.3e-06
HG | 659 | 1.3e-06
HG | 770 | 2e-08
HG | 776 | 2e-08
HG | 780 | 1e-05
HG | 781 | 1e-05
HG | 782 | 1e-05
HG | 804 | 1e-05
HG | 813 | 0
HG | 862 | 1e-05
HG | 940 | 0
HG | 942 | 0
HG | 943 | 0
HG | 983 | 0
HG | 1005 | 0
HG | 1064 | 0
HG | 1068 | 1e-05
HG | 1069 | 1e-05
HG | 1122 | 1.59e-06
HG | 1123 | 1.59e-06
HG | 1205 | 0
HG | 1293 | 1e-05
HG | 1299 | 1e-05
HG | 1300 | 1e-05
HG | 1431 | 3.8e-06
HG | 1432 | 3.8e-06
HG | 1433 | 9.9e-07
HG | 1461 | 1e-05
HG | 1462 | 1e-05
HG | 1492 | 1e-05
HG | 1516 | 1e-05
HG | 1610 | 0
HG | 1628 | 7.4e-07
HG | 1629 | 7.4e-07
HG | 1630 | 7.4e-07
HG | 1631 | 7.4e-07
HG | 1632 | 7.4e-07
HG | 1669 | 0
HG | 1751 | 1e-05
HG | 1752 | 1e-05
HG | 1774 | 1e-05
HG | 1794 | 0
HG | 1796 | 3.28e-06
HG | 1797 | 3.28e-06
HG | 1827 | 0
HG | 1846 | 6.6e-07
HG | 1853 | 3.81e-06
HG | 1854 | 3.81e-06
HG | 1855 | 3.81e-06
HG | 1856 | 3.81e-06
HG | 1977 | 0
HG | 1984 | 1e-05
HG | 1986 | 1.6e-07
HG | 1987 | 1.6e-07
HG | 2002 | 1e-05
HG | 2003 | 1.077e-05
HG | 2008 | 1e-05
HG | 2009 | 1e-05
HG | 2010 | 1e-05
HG | 2011 | 1e-05
HG | 2012 | 1e-05
HG | 2044 | 0
HG | 2045 | 0
HG | 2048 | 1e-05
HG | 2093 | 1e-05
HG | 2154 | 0
HG | 2156 | 0
HG | 2182 | 1e-08
HG | 2210 | 0
HG | 2242 | 5.64e-06
HG | 2243 | 5.64e-06
HG | 2255 | 1e-05
HG | 2256 | 1e-05
HG | 2263 | 1e-05
HG | 2264 | 1e-05
HG | 2276 | 1e-05
HG | 2290 | 1e-05
HG | 2291 | 1e-05
HG | 2305 | 3.03e-06
HG | 2359 | 1.25e-06
HG | 2360 | 1.25e-06
HG | 2361 | 1.25e-06
HG | 2382 | 1e-05
HG | 2391 | 0
HG | 2477 | 1e-05
HG | 2507 | 1.5e-07
HG | 2508 | 5.96e-06
HG | 2528 | 1e-05
HG | 2529 | 1e-05
HG | 2532 | 1e-05
HG | 2536 | 1e-05
HG | 2537 | 1e-05
HG | 2559 | 1e-05
HG | 2560 | 1e-05
HG | 2561 | 0
HG | 2562 | 0
HG | 2627 | 0
HG | 2645 | 0
HG | 2648 | 5e-08
HG | 2686 | 1e-05
HG | 2687 | 1e-05
HG | 2688 | 1e-05
HG | 2689 | 1e-05
HG | 2708 | 1e-05
HG | 2710 | 1e-05
HG | 2711 | 1e-05
HG | 2762 | 3.28e-06
HG | 2779 | 0
HG | 2789 | 0
HG | 2808 | 0
HG | 2822 | 0
HG | 2839 | 1e-05
HG | 2840 | 1e-05
HG | 2870 | 1e-05
HG | 2871 | 1e-05
HG | 2973 | 1e-05
HG | 2974 | 1e-05
HG | 3030 | 0
HG | 3071 | 1e-05
HG | 3087 | 1e-05
HG | 3095 | 1e-05
HG | 3096 | 1e-05
HG | 3160 | 1e-05
HG | 3218 | 0
HG | 3224 | 1.25e-06
HG | 3225 | 1.25e-06
HG | 3226 | 1.25e-06
HG | 3232 | 0
HG | 3242 | 1e-05
HG | 3273 | 1e-05
HG | 3274 | 1e-05
HG | 3275 | 1e-05
HG | 3276 | 1e-05
HG | 3277 | 1e-05
HG | 3278 | 1e-05
HG | 3279 | 1e-05
HG | 3280 | 1e-05
HG | 3293 | 5.25e-06
HG | 3294 | 3.28e-06
HG | 3295 | 3.28e-06
HG | 3297 | 3.28e-06
HG | 3308 | 7.27e-06
HG | 3517 | 1e-05
HG | 3578 | 1e-05
HG | 3607 | 1e-05
HG | 3637 | 1e-05
HG | 3640 | 0
HG | 3656 | 1e-05
HG | 3657 | 1e-05
HG | 3702 | 0
HG | 3709 | 1e-05
HG | 3716 | 1e-05
HG | 3753 | 1e-05
HG | 3754 | 1e-05
HG | 3788 | 0
HG | 3800 | 1e-05
HG | 3801 | 1e-05
HG | 3812 | 0
HG | 3833 | 0
HG | 3834 | 1e-05
HG | 3860 | 5.64e-06
HG | 3880 | 5.64e-06
HG | 3881 | 4e-08
HG | 3950 | 0
HG | 3969 | 1e-05
HG | 3970 | 1e-05
HG | 3971 | 1e-05
HG | 3979 | 1e-05
HG | 3984 | 1e-05
HG | 4068 | 1e-05
HG | 4081 | 0
HG | 4155 | 0
HG | 4156 | 0
HG | 4165 | 2e-08
HG | 4193 | 1e-05
HG | 4222 | 1e-05
HG | 4233 | 0
HG | 4234 | 0
HG | 4254 | 0
HG | 4292 | 1e-05
HG | 4342 | 1e-05
HG | 4374 | 1e-05
HG | 4474 | 0
HG | 4498 | 0
HG | 4527 | 1.1e-07
HG | 4542 | 1e-05
HG | 4547 | 0
HG | 4571 | 1e-05
HG | 4587 | 1e-05
HG | 4589 | 1e-05
HG | 4632 | 0
HG | 4644 | 1e-05
HG | 4649 | 0
HG | 4650 | 0
HG | 4652 | 5.48e-06
HG | 4654 | 1e-05
HG | 4680 | 4e-07
HG | 4690 | 5.64e-06
HG | 4691 | 5.64e-06
HG | 4697 | 0
HG | 4698 | 0
HG | 4699 | 0
HG | 4707 | 1e-05
HG | 4708 | 1e-05
HG | 4709 | 1e-05
HG | 4718 | 8e-07
HG | 4719 | 8e-07
HG | 4720 | 8e-07
HG | 4721 | 8e-07
HG | 4722 | 1.25e-06
HG | 4723 | 1.25e-06
HG | 4724 | 1.25e-06
HG | 4726 | 4.33e-06
HG | 4727 | 4.33e-06
HG | 4728 | 4.33e-06
HG | 4730 | 1.15e-06
HG | 4732 | 1.105e-05
HG | 4733 | 1.105e-05
HG | 4734 | 1.105e-05
HG | 4806 | 1e-05
HG | 4904 | 1e-05
HG | 4914 | 0
HG | 4938 | 1e-05
HG | 4939 | 1e-05
HG | 4950 | 0
HG | 4955 | 1e-05
HG | 4956 | 1e-05
HG | 4957 | 1e-05
HG | 5007 | 0
HG | 5014 | 1e-05
HG | 5016 | 1e-05
HG | 5109 | 0
HG | 5116 | 0
HG | 5131 | 0
HG | 5134 | 1e-05
HG | 5137 | 0
HG | 5139 | 0
HG | 5162 | 0
HG | 5171 | 0
HG | 5410 | 1e-05
HG | 5437 | 1e-05
HG | 5630 | 3.28e-06
HG | 5631 | 3.28e-06
HG | 5632 | 3.32e-06
HG | 5816 | 3.9e-06
HG | 5853 | 4e-08
HG | 5959 | 1e-05
HG | 5960 | 1e-05
HG | 5961 | 1e-05
HG | 5962 | 1e-05
HG | 5966 | 1e-05
HG | 5967 | 1e-05
HG | 5972 | 0
HG | 5973 | 0
HG | 6027 | 1e-05
HG | 6031 | 1e-05
HG | 6032 | 1e-05
HG | 6033 | 1e-05
HG | 6039 | 0
HG | 6084 | 0
HG | 6375 | 1e-05
HG | 6376 | 1e-05
HG | 6504 | 0
HG | 6953 | 0
HG | 6955 | 0
HG | 6973 | 0
HG | 6988 | 1e-05
HG | 7070 | 0
HG | 7095 | 1.5e-07
HG | 7171 | 0
HG | 7281 | 0
HG | 7339 | 1e-05
HG | 7513 | 1e-05
HG | 7517 | 0
HG | 7532 | 4e-08
HG | 7533 | 1.1e-07
HG | 7541 | 0
HG | 7730 | 1e-05
HG | 7731 | 1e-05
HG | 7733 | 1e-05
HG | 7734 | 1e-05
HG | 7735 | 1e-05
HG | 7736 | 1e-05
HG | 7737 | 1e-05
HG | 7738 | 1e-05
HG | 7742 | 1e-05
HG | 7743 | 0
HG | 7744 | 0
HG | 7751 | 0
HG | 7752 | 0
HG | 7753 | 0
HG | 7963 | 0
HG | 8017 | 0
HG | 8018 | 0
HG | 8198 | 0
HG | 8218 | 0
HG | 8262 | 0
HG | 8286 | 0
HG | 8291 | 0
HG | 8316 | 0
HG | 8341 | 1e-05
HG | 8377 | 0
HG | 8385 | 0
HG | 8393 | 0
HG | 8436 | 0
HG | 8465 | 0
HG | 8491 | 0
HG | 8492 | 0
HG | 8493 | 0
HG | 8494 | 0
HG | 8514 | 0
HG | 8538 | 0
HG | 8553 | 0
HG | 8554 | 0
HG | 8555 | 0
HG | 8556 | 0
HG | 8558 | 0
HG | 8605 | 0
HG | 8606 | 0
HG | 8607 | 0
HG | 8609 | 0
HG | 8610 | 0
HG | 8641 | 0
HG | 8658 | 0
HG | 8675 | 0
HG | 8693 | 0
HG | 8705 | 0
HG | 8722 | 0
HG | 8985 | 0
HG | 8989 | 0
HG | 9069 | 0
HG | 9087 | 0
HG | 9176 | 0
HG | 9195 | 0
HG | 9207 | 1e-05
HG | 9212 | 0
HG | 9251 | 0
HG | 9376 | 1e-05
HG | 9398 | 1e-05
HG | 9401 | 0
HG | 9404 | 0
HG | 9564 | 0
HG | 9566 | 0
HG | 9642 | 1e-08
HG | 9708 | 0
HG | 9709 | 0
HG | 9725 | 1e-05
HG | 9755 | 0
HG | 9762 | 1e-05
HG | 9856 | 0
HG | 9857 | 0
HG | 9899 | 0
HG | 9902 | 1e-05
HG | 9909 | 1e-05
HG | 9929 | 1e-05
HG | 9947 | 1e-05
HG | 9969 | 0
HG | 9972 | 1e-05
HG | 9991 | 0
HG | 10002 | 1e-05
HG | 10085 | 0
HG | 10087 | 0
HG | 10098 | 0
HG | 10112 | 0
HG | 10159 | 0
HG | 10188 | 0
HG | 10268 | 0
HG | 10280 | 0
HG | 10302 | 0
HG | 10331 | 1e-05
HG | 10332 | 1e-05
HG | 10333 | 1e-05
HG | 10334 | 1e-05
HG | 10335 | 1e-05
HG | 10336 | 1e-05
HG | 10337 | 1e-05
HG | 10338 | 1e-05
HG | 10339 | 1e-05
HG | 10344 | 2.3e-07
HG | 10345 | 2.8e-07
HG | 10369 | 0
HG | 10461 | 0
HG | 10462 | 0
HG | 10463 | 0
HG | 10464 | 0
HG | 10465 | 0
HG | 10466 | 0
HG | 10467 | 0
HG | 10468 | 0
HG | 10471 | 0
HG | 10473 | 0
HG | 10474 | 0
HG | 10479 | 0
HG | 10530 | 0
HG | 10560 | 1e-05
HG | 10594 | 7e-08
HG | 10627 | 1e-05
HG | 10645 | 0
HG | 10655 | 0
HG | 10656 | 1.08e-06
HG | 10664 | 0
HG | 10679 | 0
HG | 10800 | 0
HG | 10818 | 8e-08
HG | 10819 | 8e-08
HG | 10830 | 1e-05
HG | 10837 | 5.64e-06
HG | 10838 | 3.08e-06
HG | 10859 | 0
HG | 10861 | 0
HG | 10868 | 0
HG | 10875 | 1.5e-07
HG | 10903 | 3.1e-06
HG | 10934 | 4.69e-06
HG | 10945 | 0
HG | 10961 | 0
HG | 10969 | 0
HG | 10970 | 0
HG | 10973 | 0
HG | 10986 | 2e-05
HG | 11001 | 2.22e-06
HG | 11006 | 2.94e-06
HG | 11011 | 1e-05
HG | 11026 | 0
HG | 11033 | 1e-05
HG | 11044 | 1e-05
HG | 11059 | 1e-05
HG | 11076 | 1e-05
HG | 11080 | 0
HG | 11101 | 0
HG | 11130 | 1.7e-07
HG | 11136 | 1e-05
HG | 11137 | 1e-05
HG | 11140 | 1e-05
HG | 11142 | 1e-05
HG | 11143 | 1e-05
HG | 11146 | 1e-05
CO2 | 11149 | 162
CO2 | 11151 | 118
CO2 | 11153 | 92
CO2 | 11155 | 119
CO2 | 11156 | 119
CO2 | 11157 | 119
CO2 | 11158 | 119
CO2 | 11159 | 161
CO2 | 11160 | 161
CO2 | 11161 | 119
CO2 | 11162 | 119
CO2 | 11164 | 115
CO2 | 11173 | 119
CO2 | 11179 | 210
CO2 | 11180 | 118
CO2 | 11181 | 118
NOX | 11149 | 0.1972
NOX | 11151 | 0.00596
NOX | 11153 | 0.356
NOX | 11155 | 0.15
NOX | 11156 | 0.225
NOX | 11157 | 0.0564
NOX | 11158 | 0.03314
NOX | 11159 | 0.75
NOX | 11160 | 0.75
NOX | 11161 | 0.15
NOX | 11162 | 0.15
NOX | 11164 | 0.233
NOX | 11173 | 0.203
NOX | 11179 | 0.0558
NOX | 11180 | 0.03586
NOX | 11181 | 0.02993
SO2 | 11149 | 0.05817
SO2 | 11151 | 0.001
SO2 | 11153 | 0.121
SO2 | 11155 | 0.001
SO2 | 11156 | 0.0006
SO2 | 11157 | 0.0006
SO2 | 11158 | 0.00097
SO2 | 11159 | 1.01
SO2 | 11160 | 1.01
SO2 | 11161 | 0.001
SO2 | 11162 | 0.001
SO2 | 11164 | 0.001
SO2 | 11173 | 0.0006
SO2 | 11179 | 0.04716
SO2 | 11180 | 0.001
SO2 | 11181 | 0.001
CO2 | 358 | 119
CO2 | 7433 | 119
CO2 | 8542 | 119
CO2 | 8561 | 115
CO2 | 8669 | 115
CO2 | 9168 | 119
CO2 | 9551 | 118
NOX | 358 | 0.062
NOX | 7433 | 0.0153
NOX | 8542 | 0.15
NOX | 8561 | 0.08
NOX | 8669 | 0.08
NOX | 9168 | 0.0095
NOX | 9551 | 0.0321
SO2 | 358 | 0.0006
SO2 | 7433 | 0.0006
SO2 | 8542 | 0.001
SO2 | 8561 | 0.0006
SO2 | 8669 | 0.0006
SO2 | 9168 | 0.0006
SO2 | 9551 | 0.00066
CO2 | 11183 | 119
CO2 | 11184 | 118
CO2 | 11185 | 118
CO2 | 11186 | 118
CO2 | 11187 | 119
CO2 | 11188 | 119
CO2 | 11189 | 119
CO2 | 11190 | 161
CO2 | 11191 | 119
CO2 | 11192 | 119
CO2 | 11193 | 161
CO2 | 11195 | 210
CO2 | 11196 | 209
CO2 | 11197 | 209
CO2 | 11198 | 204
CO2 | 11200 | 195
CO2 | 11201 | 205
CO2 | 11202 | 119
CO2 | 11203 | 205
CO2 | 11204 | 119
CO2 | 11205 | 195
CO2 | 11206 | 210
CO2 | 11216 | 205
CO2 | 11218 | 195
CO2 | 11219 | 195
CO2 | 11220 | 119
CO2 | 11221 | 119
CO2 | 11222 | 195
CO2 | 11223 | 195
CO2 | 11224 | 195
CO2 | 11225 | 205
CO2 | 11226 | 195
CO2 | 11227 | 205
CO2 | 11228 | 119
CO2 | 11229 | 205
CO2 | 11230 | 119
CO2 | 11231 | 119
CO2 | 11232 | 195
CO2 | 11233 | 119
CO2 | 11234 | 119
CO2 | 11235 | 119
CO2 | 11236 | 119
CO2 | 11237 | 119
CO2 | 11238 | 195
CO2 | 11239 | 195
CO2 | 11240 | 195
CO2 | 11241 | 195
CO2 | 11242 | 195
CO2 | 11243 | 119
CO2 | 11244 | 119
CO2 | 11245 | 205
CO2 | 11246 | 119
CO2 | 11247 | 119
CO2 | 11248 | 205
CO2 | 11249 | 205
CO2 | 11250 | 195
CO2 | 11251 | 195
CO2 | 11252 | 205
CO2 | 11253 | 205
CO2 | 11256 | 205
CO2 | 11257 | 119
CO2 | 11258 | 205
CO2 | 11259 | 195
CO2 | 11260 | 195
CO2 | 11261 | 162
CO2 | 11262 | 205
CO2 | 11263 | 92
CO2 | 11264 | 205
CO2 | 11265 | 205
CO2 | 11266 | 195
CO2 | 11267 | 205
CO2 | 11268 | 161
CO2 | 11269 | 205
CO2 | 11270 | 195
CO2 | 11271 | 205
CO2 | 11272 | 119
CO2 | 11273 | 119
CO2 | 11274 | 119
CO2 | 11275 | 161
CO2 | 11276 | 195
CO2 | 11277 | 119
CO2 | 11278 | 119
CO2 | 11279 | 195
CO2 | 11280 | 195
CO2 | 11281 | 119
CO2 | 11282 | 195
CO2 | 11283 | 195
CO2 | 11284 | 195
CO2 | 11285 | 195
CO2 | 11286 | 119
CO2 | 11287 | 119
CO2 | 11288 | 119
CO2 | 11289 | 119
CO2 | 11290 | 119
CO2 | 11291 | 119
CO2 | 11292 | 119
CO2 | 11293 | 119
CO2 | 11294 | 195
CO2 | 11295 | 195
CO2 | 11296 | 119
CO2 | 11297 | 119
CO2 | 11298 | 195
CO2 | 11299 | 119
CO2 | 11300 | 119
CO2 | 11301 | 195
CO2 | 11302 | 119
CO2 | 11303 | 118
CO2 | 11304 | 119
CO2 | 11305 | 210
CO2 | 11306 | 195
CO2 | 11307 | 195
CO2 | 11309 | 209
CO2 | 11310 | 119
CO2 | 11311 | 210
CO2 | 11313 | 119
CO2 | 11314 | 195
CO2 | 11316 | 118
CO2 | 11317 | 118
CO2 | 11319 | 119
CO2 | 11321 | 119
CO2 | 11323 | 161
CO2 | 11324 | 119
CO2 | 11325 | 195
CO2 | 11326 | 205
CO2 | 11327 | 209
CO2 | 11328 | 195
CO2 | 11329 | 119
CO2 | 11330 | 119
CO2 | 11331 | 205
CO2 | 11332 | 119
CO2 | 11333 | 210
CO2 | 11334 | 209
CO2 | 11336 | 195
CO2 | 11337 | 205
CO2 | 11338 | 195
CO2 | 11346 | 215
CO2 | 11348 | 119
CO2 | 11353 | 121
CO2 | 11356 | 118
CO2 | 11357 | 195
CO2 | 11358 | 118
CO2 | 11359 | 17
CO2 | 11360 | 17
CO2 | 11361 | 209
CO2 | 11363 | 195
CO2 | 11365 | 213
CO2 | 11366 | 119
CO2 | 11367 | 119
CO2 | 11372 | 119
CO2 | 11373 | 119
CO2 | 11374 | 122
CO2 | 11375 | 216
CO2 | 11386 | 119
CO2 | 11387 | 205
CO2 | 11388 | 205
CO2 | 11389 | 119
CO2 | 11390 | 119
CO2 | 11391 | 204
CO2 | 11392 | 119
CO2 | 11393 | 119
CO2 | 11394 | 119
CO2 | 11395 | 195
CO2 | 11396 | 195
CO2 | 11397 | 195
CO2 | 11399 | 119
CO2 | 11400 | 205
CO2 | 11401 | 205
CO2 | 11402 | 205
CO2 | 11403 | 205
CO2 | 11404 | 119
NOX | 11183 | 0.068
NOX | 11184 | 0.0381
NOX | 11185 | 0.04297
NOX | 11186 | 0.00883
NOX | 11187 | 0.01003
NOX | 11188 | 0.145
NOX | 11189 | 0.319
NOX | 11190 | 0.22
NOX | 11191 | 0.107
NOX | 11192 | 0.145
NOX | 11193 | 0.75
NOX | 11195 | 0.0705
NOX | 11196 | 0.347
NOX | 11197 | 0.347
NOX | 11198 | 0.04467
NOX | 11200 | 0.125
NOX | 11201 | 0.462
NOX | 11202 | 0.14
NOX | 11203 | 0.462
NOX | 11204 | 0.225
NOX | 11205 | 0.125
NOX | 11206 | 0.07343
NOX | 11216 | 0.462
NOX | 11218 | 0.125
NOX | 11219 | 0.13
NOX | 11220 | 0.21
NOX | 11221 | 0.066
NOX | 11222 | 0.125
NOX | 11223 | 0.125
NOX | 11224 | 0.125
NOX | 11225 | 0.462
NOX | 11226 | 0.125
NOX | 11227 | 0.2721
NOX | 11228 | 0.159
NOX | 11229 | 0.462
NOX | 11230 | 0.21
NOX | 11231 | 0.175
NOX | 11232 | 0.125
NOX | 11233 | 0.0415
NOX | 11234 | 0.0415
NOX | 11235 | 0.153
NOX | 11236 | 0.319
NOX | 11237 | 0.19
NOX | 11238 | 0.125
NOX | 11239 | 0.23
NOX | 11240 | 0.125
NOX | 11241 | 0.125
NOX | 11242 | 0.092
NOX | 11243 | 0.203
NOX | 11244 | 0.153
NOX | 11245 | 0.462
NOX | 11246 | 0.319
NOX | 11247 | 0.23
NOX | 11248 | 0.3956
NOX | 11249 | 0.3956
NOX | 11250 | 0.125
NOX | 11251 | 0.125
NOX | 11252 | 0.462
NOX | 11253 | 0.3008
NOX | 11256 | 0.357
NOX | 11257 | 0.2851
NOX | 11258 | 0.0279
NOX | 11259 | 0.125
NOX | 11260 | 0.23
NOX | 11261 | 0.25
NOX | 11262 | 0.4467
NOX | 11263 | 0.356
NOX | 11264 | 0.0368
NOX | 11265 | 0.3583
NOX | 11266 | 0.125
NOX | 11267 | 0.49
NOX | 11268 | 0.083
NOX | 11269 | 0.6721
NOX | 11270 | 0.6278
NOX | 11271 | 0.0451
NOX | 11272 | 0.0451
NOX | 11273 | 0.1023
NOX | 11274 | 0.1023
NOX | 11275 | 0.0842
NOX | 11276 | 0.125
NOX | 11277 | 0.145
NOX | 11278 | 0.15
NOX | 11279 | 0.125
NOX | 11280 | 0.125
NOX | 11281 | 0.12
NOX | 11282 | 0.125
NOX | 11283 | 0.125
NOX | 11284 | 0.125
NOX | 11285 | 0.125
NOX | 11286 | 0.203
NOX | 11287 | 0.145
NOX | 11288 | 0.203
NOX | 11289 | 0.175
NOX | 11290 | 0.145
NOX | 11291 | 0.145
NOX | 11292 | 0.145
NOX | 11293 | 0.203
NOX | 11294 | 0.125
NOX | 11295 | 0.23
NOX | 11296 | 0.175
NOX | 11297 | 0.145
NOX | 11298 | 0.15
NOX | 11299 | 0.175
NOX | 11300 | 0.15
NOX | 11301 | 0.125
NOX | 11302 | 0.09777
NOX | 11303 | 0.04819
NOX | 11304 | 0.15
NOX | 11305 | 0.04655
NOX | 11306 | 0.125
NOX | 11307 | 0.125
NOX | 11309 | 0.347
NOX | 11310 | 0.175
NOX | 11311 | 0.0926
NOX | 11313 | 0.175
NOX | 11314 | 0.125
NOX | 11316 | 0.00826
NOX | 11317 | 0.00642
NOX | 11319 | 0.1615
NOX | 11321 | 0.116
NOX | 11323 | 0.75
NOX | 11324 | 0.146
NOX | 11325 | 0.125
NOX | 11326 | 0.462
NOX | 11327 | 0.347
NOX | 11328 | 0.125
NOX | 11329 | 0.16
NOX | 11330 | 0.225
NOX | 11331 | 0.462
NOX | 11332 | 0.02
NOX | 11333 | 0.1419
NOX | 11334 | 0.347
NOX | 11336 | 0.092
NOX | 11337 | 0.462
NOX | 11338 | 0.125
NOX | 11346 | 0.4
NOX | 11348 | 0.151
NOX | 11353 | 0.041
NOX | 11356 | 0.09849
NOX | 11357 | 0.23
NOX | 11358 | 0.01214
NOX | 11359 | 0.15
NOX | 11360 | 0.15
NOX | 11361 | 0.04412
NOX | 11363 | 0.233
NOX | 11365 | 0.347
NOX | 11366 | 0.093
NOX | 11367 | 0.093
NOX | 11372 | 0.04204
NOX | 11373 | 0.2682
NOX | 11374 | 0.03535
NOX | 11375 | 0.06489
NOX | 11386 | 0.15
NOX | 11387 | 0.39
NOX | 11388 | 0.5993
NOX | 11389 | 0.151
NOX | 11390 | 0.2201
NOX | 11391 | 0.05465
NOX | 11392 | 0.1646
NOX | 11393 | 0.14
NOX | 11394 | 0.145
NOX | 11395 | 0.23
NOX | 11396 | 0.125
NOX | 11397 | 0.23
NOX | 11399 | 0.15
NOX | 11400 | 0.462
NOX | 11401 | 0.462
NOX | 11402 | 0.2518
NOX | 11403 | 0.462
NOX | 11404 | 0.027
SO2 | 11183 | 0.0006
SO2 | 11184 | 0.001
SO2 | 11185 | 0.001
SO2 | 11186 | 0.001
SO2 | 11187 | 0.00101
SO2 | 11188 | 0.0006
SO2 | 11189 | 0.0006
SO2 | 11190 | 0.0417
SO2 | 11191 | 0.005
SO2 | 11192 | 0.0006
SO2 | 11193 | 1.01
SO2 | 11195 | 0.186
SO2 | 11196 | 0.942
SO2 | 11197 | 0.942
SO2 | 11198 | 0.07443
SO2 | 11200 | 0.5
SO2 | 11201 | 2
SO2 | 11202 | 0.002
SO2 | 11203 | 2
SO2 | 11204 | 0.0006
SO2 | 11205 | 0.5
SO2 | 11206 | 0.77624
SO2 | 11216 | 1
SO2 | 11218 | 0.5
SO2 | 11219 | 0.5
SO2 | 11220 | 0.002
SO2 | 11221 | 0.002
SO2 | 11222 | 0.5
SO2 | 11223 | 0.5
SO2 | 11224 | 0.5
SO2 | 11225 | 1.23
SO2 | 11226 | 0.5
SO2 | 11227 | 1.5
SO2 | 11228 | 0.002
SO2 | 11229 | 1.23
SO2 | 11230 | 0.002
SO2 | 11231 | 0.002
SO2 | 11232 | 0.5
SO2 | 11233 | 0.002
SO2 | 11234 | 0.0006
SO2 | 11235 | 0.002
SO2 | 11236 | 0.0006
SO2 | 11237 | 0.002
SO2 | 11238 | 0.5
SO2 | 11239 | 0.136
SO2 | 11240 | 0.5
SO2 | 11241 | 0.5
SO2 | 11242 | 0.007
SO2 | 11243 | 0.0006
SO2 | 11244 | 0.002
SO2 | 11245 | 1.23
SO2 | 11246 | 0.0006
SO2 | 11247 | 0.0006
SO2 | 11248 | 1.5
SO2 | 11249 | 1.5
SO2 | 11250 | 0.5
SO2 | 11251 | 0.5
SO2 | 11252 | 1.79
SO2 | 11253 | 1.35
SO2 | 11256 | 1.79
SO2 | 11257 | 0.0006
SO2 | 11258 | 1.4
SO2 | 11259 | 0.5
SO2 | 11260 | 0.136
SO2 | 11261 | 0.4
SO2 | 11262 | 0.68
SO2 | 11263 | 0.121
SO2 | 11264 | 0.186
SO2 | 11265 | 0.35
SO2 | 11266 | 0.5
SO2 | 11267 | 0.68068
SO2 | 11268 | 0.1
SO2 | 11269 | 1.1
SO2 | 11270 | 0.5
SO2 | 11271 | 1.1
SO2 | 11272 | 0.002
SO2 | 11273 | 0.002
SO2 | 11274 | 0.0006
SO2 | 11275 | 0.08
SO2 | 11276 | 0.5
SO2 | 11277 | 0.0006
SO2 | 11278 | 0.002
SO2 | 11279 | 0.5
SO2 | 11280 | 0.5
SO2 | 11281 | 0.002
SO2 | 11282 | 0.5
SO2 | 11283 | 0.5
SO2 | 11284 | 0.5
SO2 | 11285 | 0.5
SO2 | 11286 | 0.0006
SO2 | 11287 | 0.0006
SO2 | 11288 | 0.0006
SO2 | 11289 | 0.002
SO2 | 11290 | 0.0006
SO2 | 11291 | 0.0006
SO2 | 11292 | 0.0006
SO2 | 11293 | 0.0006
SO2 | 11294 | 0.5
SO2 | 11295 | 0.136
SO2 | 11296 | 0.002
SO2 | 11297 | 0.0006
SO2 | 11298 | 0.019
SO2 | 11299 | 0.002
SO2 | 11300 | 0.001
SO2 | 11301 | 0.5
SO2 | 11302 | 0.00098
SO2 | 11303 | 0.00099
SO2 | 11304 | 0.001
SO2 | 11305 | 0.00611
SO2 | 11306 | 0.5
SO2 | 11307 | 0.5
SO2 | 11309 | 0.584
SO2 | 11310 | 0.002
SO2 | 11311 | 0.55676
SO2 | 11313 | 0.002
SO2 | 11314 | 0.5
SO2 | 11316 | 0.00106
SO2 | 11317 | 0.001
SO2 | 11319 | 0.0006
SO2 | 11321 | 0.0006
SO2 | 11323 | 1.01
SO2 | 11324 | 0.0098
SO2 | 11325 | 0.5
SO2 | 11326 | 0.7
SO2 | 11327 | 0.942
SO2 | 11328 | 0.5
SO2 | 11329 | 0.001
SO2 | 11330 | 0.0006
SO2 | 11331 | 0.7
SO2 | 11332 | 0.001
SO2 | 11333 | 0.48
SO2 | 11334 | 0.66
SO2 | 11336 | 0.007
SO2 | 11337 | 2.38
SO2 | 11338 | 0.5
SO2 | 11346 | 0.9
SO2 | 11348 | 0.0006
SO2 | 11353 | 0.003
SO2 | 11356 | 0.002
SO2 | 11357 | 0.008
SO2 | 11358 | 0.001
SO2 | 11359 | 0
SO2 | 11360 | 0
SO2 | 11361 | 0.03543
SO2 | 11363 | 0.136
SO2 | 11365 | 1.64
SO2 | 11366 | 0.0006
SO2 | 11367 | 0.0006
SO2 | 11372 | 0.00099
SO2 | 11373 | 0.001
SO2 | 11374 | 0.00106
SO2 | 11375 | 0.09484
SO2 | 11386 | 0.0006
SO2 | 11387 | 1.77
SO2 | 11388 | 2.38
SO2 | 11389 | 0.0098
SO2 | 11390 | 0.0006
SO2 | 11391 | 0.06765
SO2 | 11392 | 0.005
SO2 | 11393 | 0.0007
SO2 | 11394 | 0.0006
SO2 | 11395 | 0.136
SO2 | 11396 | 0.5
SO2 | 11397 | 0.136
SO2 | 11399 | 0.001
SO2 | 11400 | 0.707
SO2 | 11401 | 2.38
SO2 | 11402 | 2.38
SO2 | 11403 | 2
SO2 | 11404 | 0.0098
HG | 11195 | 0
HG | 11196 | 0
HG | 11197 | 0
HG | 11198 | 5.7e-07
HG | 11201 | 0
HG | 11203 | 0
HG | 11206 | 0
HG | 11225 | 0
HG | 11229 | 0
HG | 11235 | 0
HG | 11248 | 0
HG | 11252 | 0
HG | 11253 | 0
HG | 11262 | 0
HG | 11264 | 0
HG | 11267 | 0
HG | 11269 | 0
HG | 11271 | 0
HG | 11305 | 0
HG | 11309 | 0
HG | 11311 | 0
HG | 11326 | 0
HG | 11331 | 0
HG | 11333 | 0
HG | 11334 | 0
HG | 11336 | 0
HG | 11337 | 0
HG | 11361 | 1.08e-06
HG | 11365 | 0
HG | 11375 | 4.67e-06
HG | 11387 | 0
HG | 11388 | 0
HG | 11391 | 0
HG | 11400 | 0
HG | 11401 | 0
HG | 11402 | 0
HG | 11403 | 0
CO2 | 11471 | 118
NOX | 11471 | 0.00711
SO2 | 11471 | 0.001
CO2 | 11472 | 210
NOX | 11472 | 0.03747
SO2 | 11472 | 0.04234
CO2 | 11473 | 118
NOX | 11473 | 0.00827
SO2 | 11473 | 0.001
CO2 | 11474 | 119
NOX | 11474 | 0.0322
SO2 | 11474 | 0.0006
CO2 | 11475 | 205
NOX | 11475 | 0.517
SO2 | 11475 | 2
CO2 | 11476 | 205
NOX | 11476 | 0.517
SO2 | 11476 | 2
CO2 | 11477 | 118
NOX | 11477 | 0.09715
SO2 | 11477 | 0.001
CO2 | 11478 | 128
NOX | 11478 | 0.1043
SO2 | 11478 | 0.00251
CO2 | 11479 | 119
NOX | 11479 | 0.145
SO2 | 11479 | 0.0006
CO2 | 11480 | 119
NOX | 11480 | 0.04
SO2 | 11480 | 0.0006
CO2 | 11483 | 119
NOX | 11483 | 0.0085
SO2 | 11483 | 0.0006
CO2 | 10521 | 119
NOX | 10521 | 0.116
SO2 | 10521 | 0.0006
CO2 | 9861 | 119
NOX | 9861 | 0.3641
SO2 | 9861 | 0.0006
CO2 | 11507 | 205
NOX | 11507 | 0.3035
SO2 | 11507 | 1.2018
CO2 | 11508 | 119
NOX | 11508 | 0.145
SO2 | 11508 | 0.0006
CO2 | 11509 | 119
NOX | 11509 | 0.145
SO2 | 11509 | 0.0006
CO2 | 11510 | 119
NOX | 11510 | 0.233
SO2 | 11510 | 0.001
CO2 | 11513 | 119
NOX | 11513 | 0.233
SO2 | 11513 | 0.001
CO2 | 11514 | 119
NOX | 11514 | 0.233
SO2 | 11514 | 0.001
CO2 | 11515 | 119
NOX | 11515 | 0.233
SO2 | 11515 | 0.001
CO2 | 11516 | 119
NOX | 11516 | 0.233
SO2 | 11516 | 0.001
CO2 | 11522 | 119
NOX | 11522 | 0.148
SO2 | 11522 | 0.001
CO2 | 11524 | 118
NOX | 11524 | 0.09736
SO2 | 11524 | 0.00091
CO2 | 11525 | 118
NOX | 11525 | 0.12104
SO2 | 11525 | 0.00091
CO2 | 11526 | 118
NOX | 11526 | 0.04573
SO2 | 11526 | 0.001
CO2 | 11528 | 124
NOX | 11528 | 0.0845
SO2 | 11528 | 0.12486
CO2 | 11489 | 207
NOX | 11489 | 0.23
SO2 | 11489 | 0.28
CO2 | 11490 | 218
NOX | 11490 | 0.546
SO2 | 11490 | 0.863
CO2 | 11491 | 118
NOX | 11491 | 0.04028
SO2 | 11491 | 0.001
CO2 | 11492 | 119
NOX | 11492 | 0.03068
SO2 | 11492 | 0.00114
CO2 | 11493 | 119
NOX | 11493 | 0.03072
SO2 | 11493 | 0.00118
CO2 | 11494 | 209
NOX | 11494 | 0.06362
SO2 | 11494 | 0.08067
CO2 | 11495 | 218
NOX | 11495 | 0.06583
SO2 | 11495 | 0.0846
CO2 | 11496 | 215
NOX | 11496 | 0.06779
SO2 | 11496 | 0.07595
CO2 | 11517 | 119
NOX | 11517 | 0.093
SO2 | 11517 | 0.0006
CO2 | 11518 | 119
NOX | 11518 | 0.093
SO2 | 11518 | 0.0006
CO2 | 11521 | 119
NOX | 11521 | 0.116
SO2 | 11521 | 0.0006
CO2 | 11529 | 208
NOX | 11529 | 0.347
SO2 | 11529 | 0.7
CO2 | 11530 | 208
NOX | 11530 | 0.347
SO2 | 11530 | 0.7
CO2 | 11542 | 119
NOX | 11542 | 0.166
SO2 | 11542 | 0.0006
CO2 | 11543 | 119
NOX | 11543 | 0.093
SO2 | 11543 | 0.0006
CO2 | 11545 | 119
NOX | 11545 | 0.07
SO2 | 11545 | 0.0006
CO2 | 11546 | 119
NOX | 11546 | 0.145
SO2 | 11546 | 0.0006
CO2 | 11547 | 119
NOX | 11547 | 0.15
SO2 | 11547 | 0.001
CO2 | 11548 | 119
NOX | 11548 | 0.116
SO2 | 11548 | 0.0006
CO2 | 11550 | 205
NOX | 11550 | 0.2696
SO2 | 11550 | 0.16772
CO2 | 11559 | 161
NOX | 11559 | 0.44
SO2 | 11559 | 0.6
CO2 | 11560 | 119
NOX | 11560 | 0.01955
SO2 | 11560 | 0.001
CO2 | 11562 | 115
NOX | 11562 | 0.233
SO2 | 11562 | 0.001
CO2 | 11563 | 115
NOX | 11563 | 0.233
SO2 | 11563 | 0.001
CO2 | 11566 | 119
NOX | 11566 | 0.116
SO2 | 11566 | 0.0006
CO2 | 11605 | 161
NOX | 11605 | 0.44
SO2 | 11605 | 0.6
CO2 | 11606 | 195
NOX | 11606 | 0.151
SO2 | 11606 | 0.029
CO2 | 11607 | 195
NOX | 11607 | 0.151
SO2 | 11607 | 0.029
CO2 | 11608 | 195
NOX | 11608 | 0.151
SO2 | 11608 | 0.029
CO2 | 11609 | 195
NOX | 11609 | 0.151
SO2 | 11609 | 0.029
CO2 | 11610 | 195
NOX | 11610 | 0.151
SO2 | 11610 | 0.029
CO2 | 11611 | 118
NOX | 11611 | 0.02761
SO2 | 11611 | 0.001
CO2 | 11613 | 131
NOX | 11613 | 0.09
SO2 | 11613 | 0.04
CO2 | 12312 | 119
NOX | 12312 | 0.538
SO2 | 12312 | 0.0006
CO2 | 12313 | 119
NOX | 12313 | 0.538
SO2 | 12313 | 0.0006
CO2 | 12314 | 119
NOX | 12314 | 0.538
SO2 | 12314 | 0.0006
CO2 | 12315 | 119
NOX | 12315 | 0.538
SO2 | 12315 | 0.0006
CO2 | 12301 | 119
NOX | 12301 | 0.06708
SO2 | 12301 | 0.00089
CO2 | 12285 | 134
NOX | 12285 | 0.1556
SO2 | 12285 | 0.00302
CO2 | 12299 | 118
NOX | 12299 | 0.09316
SO2 | 12299 | 0.001
CO2 | 12295 | 118
NOX | 12295 | 0.01203
SO2 | 12295 | 0.00702
CO2 | 12298 | 119
NOX | 12298 | 0.175
SO2 | 12298 | 0.002
CO2 | 12291 | 118
NOX | 12291 | 0.03817
SO2 | 12291 | 0.001
CO2 | 12292 | 118
NOX | 12292 | 0.0369
SO2 | 12292 | 0.001
CO2 | 12319 | 195
NOX | 12319 | 0.125
SO2 | 12319 | 0.5
CO2 | 12287 | 119
NOX | 12287 | 0.017
SO2 | 12287 | 0.0006
CO2 | 12288 | 119
NOX | 12288 | 0.017
SO2 | 12288 | 0.0006
CO2 | 12289 | 119
NOX | 12289 | 0.017
SO2 | 12289 | 0.0006
CO2 | 12290 | 119
NOX | 12290 | 0.017
SO2 | 12290 | 0.0006
CO2 | 12304 | 118
NOX | 12304 | 0.02198
SO2 | 12304 | 0.001
CO2 | 12294 | 119
NOX | 12294 | 0.145
SO2 | 12294 | 0.0006
CO2 | 12275 | 119
NOX | 12275 | 0.2488
SO2 | 12275 | 0.0006
CO2 | 12276 | 120
NOX | 12276 | 0.3502
SO2 | 12276 | 0.02637
CO2 | 12277 | 119
NOX | 12277 | 0.2488
SO2 | 12277 | 0.0006
CO2 | 12278 | 119
NOX | 12278 | 0.2488
SO2 | 12278 | 0.0006
CO2 | 12279 | 119
NOX | 12279 | 0.2488
SO2 | 12279 | 0.0006
CO2 | 12280 | 119
NOX | 12280 | 0.2488
SO2 | 12280 | 0.0006
CO2 | 12281 | 119
NOX | 12281 | 0.2488
SO2 | 12281 | 0.0006
CO2 | 12282 | 119
NOX | 12282 | 0.2488
SO2 | 12282 | 0.0006
CO2 | 12283 | 119
NOX | 12283 | 0.2488
SO2 | 12283 | 0.0006
CO2 | 12284 | 119
NOX | 12284 | 0.2488
SO2 | 12284 | 0.0006
CO2 | 12297 | 118
NOX | 12297 | 0.01255
SO2 | 12297 | 0.001
CO2 | 12296 | 118
NOX | 12296 | 0.0237
SO2 | 12296 | 0.001
CO2 | 12308 | 209
NOX | 12308 | 0.411
SO2 | 12308 | 0.7065
HG | 12308 | 0
CO2 | 12300 | 119
NOX | 12300 | 0.114
SO2 | 12300 | 0.0006
CO2 | 12286 | 134
NOX | 12286 | 0.1556
SO2 | 12286 | 0.00302
CO2 | 12331 | 119
NOX | 12331 | 0.004
SO2 | 12331 | 0.0006
CO2 | 12332 | 119
NOX | 12332 | 0.004
SO2 | 12332 | 0.0006
CO2 | 12333 | 119
NOX | 12333 | 0.004
SO2 | 12333 | 0.0006
CO2 | 12334 | 92
NOX | 12334 | 0.356
SO2 | 12334 | 0.121
CO2 | 12335 | 92
NOX | 12335 | 0.356
SO2 | 12335 | 0.121
CO2 | 12337 | 118
NOX | 12337 | 0.044
SO2 | 12337 | 0.001
CO2 | 12338 | 118
NOX | 12338 | 0.03764
SO2 | 12338 | 0.001
CO2 | 12328 | 119
NOX | 12328 | 0.145
SO2 | 12328 | 0.0006
CO2 | 12336 | 119
NOX | 12336 | 0.145
SO2 | 12336 | 0.0006
CO2 | 12339 | 118
NOX | 12339 | 0.19182
SO2 | 12339 | 0.001
CO2 | 12345 | 119
NOX | 12345 | 0.3582
SO2 | 12345 | 0.001
CO2 | 12349 | 210
NOX | 12349 | 0.04664
SO2 | 12349 | 0.05609
CO2 | 12371 | 119
NOX | 12371 | 0.12
SO2 | 12371 | 0.0006
CO2 | 12369 | 119
NOX | 12369 | 0.19
SO2 | 12369 | 0.0006
CO2 | 12378 | 119
NOX | 12378 | 0.145
SO2 | 12378 | 0.0006
CO2 | 12420 | 119
NOX | 12420 | 0.014
SO2 | 12420 | 0.001
CO2 | 12424 | 119
NOX | 12424 | 0.145
SO2 | 12424 | 0.0006
CO2 | 12427 | 118
NOX | 12427 | 0.00951
SO2 | 12427 | 0.001
CO2 | 12430 | 119
NOX | 12430 | 0.145
SO2 | 12430 | 0.0006
CO2 | 10241_CC1 | 119
NOX | 10241_CC1 | 0.145
SO2 | 10241_CC1 | 0.0006
CO2 | 10241_CC2 | 119
NOX | 10241_CC2 | 0.145
SO2 | 10241_CC2 | 0.0006
CO2 | 7624 | 119
NOX | 7624 | 0.0421
SO2 | 7624 | 0.0006
CO2 | 12450 | 119
NOX | 12450 | 0.145
SO2 | 12450 | 0.0006
CO2 | 12454 | 119
NOX | 12454 | 0.02109
SO2 | 12454 | 0.001
CO2 | 12458 | 118
NOX | 12458 | 0.01009
SO2 | 12458 | 0.001
CO2 | 12462 | 118
NOX | 12462 | 0.01429
SO2 | 12462 | 0.001
CO2 | 12465 | 119
NOX | 12465 | 0.0421
SO2 | 12465 | 0.0006
CO2 | 12476 | 119
NOX | 12476 | 0.233
SO2 | 12476 | 0.6
CO2 | 12478 | 119
NOX | 12478 | 0.11693
SO2 | 12478 | 0.00081
CO2 | 12479 | 119
NOX | 12479 | 0.03882
SO2 | 12479 | 0.00099
CO2 | 12484 | 119
NOX | 12484 | 0.233
SO2 | 12484 | 0.6
CO2 | 38 | 118
NOX | 38 | 0.01672
SO2 | 38 | 0.001
CO2 | 40 | 118
NOX | 40 | 0.01818
SO2 | 40 | 0.001
CO2 | 42 | 118
NOX | 42 | 0.0178
SO2 | 42 | 0.001
CO2 | 2073 | 119
NOX | 2073 | 0.15994
SO2 | 2073 | 0.001
CO2 | 2074 | 119
NOX | 2074 | 0.17202
SO2 | 2074 | 0.001
CO2 | 2884 | 118
NOX | 2884 | 0.04058
SO2 | 2884 | 0.001
CO2 | 2886 | 206
NOX | 2886 | 0.29484
SO2 | 2886 | 0.42254
CO2 | 3058 | 206
NOX | 3058 | 0.29198
SO2 | 3058 | 1.5603
CO2 | 3059 | 206
NOX | 3059 | 0.31497
SO2 | 3059 | 1.6342
CO2 | 3760 | 119
NOX | 3760 | 0.03486
SO2 | 3760 | 0.00104
CO2 | 3763 | 162
NOX | 3763 | 1.0287
CO2 | 4668 | 118
NOX | 4668 | 0.09387
SO2 | 4668 | 0.00071
CO2 | 4669 | 118
NOX | 4669 | 0.04233
SO2 | 4669 | 0.001
CO2 | 4670 | 118
NOX | 4670 | 0.04011
SO2 | 4670 | 0.001
CO2 | 4671 | 118
NOX | 4671 | 0.0456
SO2 | 4671 | 0.001
CO2 | 4878 | 122
NOX | 4878 | 0.0779
SO2 | 4878 | 0.00145
CO2 | 4880 | 121
NOX | 4880 | 0.08044
SO2 | 4880 | 0.00122
CO2 | 5389 | 118
NOX | 5389 | 0.04608
SO2 | 5389 | 0.001
NOX | 5714 | 0.29565
SO2 | 5714 | 0.02215
NOX | 5715 | 0.29916
SO2 | 5715 | 0.0052
NOX | 5716 | 0.29351
SO2 | 5716 | 0.00736
CO2 | 9127 | 118
NOX | 9127 | 0.04584
SO2 | 9127 | 0.001
CO2 | 9150 | 121
NOX | 9150 | 0.03325
SO2 | 9150 | 0.001
CO2 | 9435 | 118
NOX | 9435 | 0.02595
SO2 | 9435 | 0.001
CO2 | 10817 | 209
NOX | 10817 | 0.07999
SO2 | 10817 | 0.09709
CO2 | 11466 | 118
NOX | 11466 | 0.00862
SO2 | 11466 | 0.001
CO2 | 11467 | 118
NOX | 11467 | 0.0086
SO2 | 11467 | 0.001
CO2 | 11625 | 118
NOX | 11625 | 0.03466
SO2 | 11625 | 0.001
CO2 | 11626 | 118
NOX | 11626 | 0.03627
SO2 | 11626 | 0.001
CO2 | 11628 | 119
NOX | 11628 | 0.0358
SO2 | 11628 | 0.00099
CO2 | 11630 | 118
NOX | 11630 | 0.04012
SO2 | 11630 | 0.00099
CO2 | 11633 | 118
NOX | 11633 | 0.11813
SO2 | 11633 | 0.00089
CO2 | 11715 | 118
NOX | 11715 | 0.0085
SO2 | 11715 | 0.001
NOX | 11722 | 0.563
SO2 | 11722 | 0.5015
NOX | 11727 | 0.44573
SO2 | 11727 | 0.50386
CO2 | 11790 | 118
NOX | 11790 | 0.05028
SO2 | 11790 | 0.001
CO2 | 11791 | 118
NOX | 11791 | 0.04475
SO2 | 11791 | 0.00099
NOX | 11804 | 0.08611
SO2 | 11804 | 0.001
CO2 | 11825 | 118
NOX | 11825 | 0.03796
SO2 | 11825 | 0.00097
CO2 | 11826 | 118
NOX | 11826 | 0.04159
SO2 | 11826 | 0.00097
CO2 | 11949 | 119
NOX | 11949 | 0.12514
SO2 | 11949 | 0.00104
NOX | 11959 | 0.88969
CO2 | 11961 | 119
NOX | 11961 | 0.08723
SO2 | 11961 | 0.00107
CO2 | 11962 | 119
NOX | 11962 | 0.07869
SO2 | 11962 | 0.00106
CO2 | 11963 | 119
NOX | 11963 | 0.08286
SO2 | 11963 | 0.00109
CO2 | 11964 | 119
NOX | 11964 | 0.08578
SO2 | 11964 | 0.00105
CO2 | 11965 | 119
NOX | 11965 | 0.08393
SO2 | 11965 | 0.00105
CO2 | 11966 | 119
NOX | 11966 | 0.08427
SO2 | 11966 | 0.00104
CO2 | 11992 | 119
NOX | 11992 | 0.08164
SO2 | 11992 | 0.00103
CO2 | 11993 | 119
NOX | 11993 | 0.07465
SO2 | 11993 | 0.00107
CO2 | 11994 | 119
NOX | 11994 | 0.07752
SO2 | 11994 | 0.00104
CO2 | 11995 | 119
NOX | 11995 | 0.07957
SO2 | 11995 | 0.00105
CO2 | 11996 | 119
NOX | 11996 | 0.07606
SO2 | 11996 | 0.00106
CO2 | 11997 | 208
NOX | 11997 | 0.45118
SO2 | 11997 | 0.80098
CO2 | 11998 | 208
NOX | 11998 | 0.43385
SO2 | 11998 | 0.78111
CO2 | 11999 | 208
NOX | 11999 | 0.44104
SO2 | 11999 | 0.79126
CO2 | 12000 | 208
NOX | 12000 | 0.44376
SO2 | 12000 | 0.79496
CO2 | 12001 | 208
NOX | 12001 | 0.40835
SO2 | 12001 | 0.73114
CO2 | 12002 | 208
NOX | 12002 | 0.4339
SO2 | 12002 | 0.76981
CO2 | 12003 | 208
NOX | 12003 | 0.43654
SO2 | 12003 | 0.77685
CO2 | 12004 | 208
NOX | 12004 | 0.46783
SO2 | 12004 | 0.83014
CO2 | 12005 | 208
NOX | 12005 | 0.42894
SO2 | 12005 | 0.76216
CO2 | 12006 | 206
NOX | 12006 | 0.28324
SO2 | 12006 | 0.22916
CO2 | 12009 | 118
NOX | 12009 | 0.0309
SO2 | 12009 | 0.001
CO2 | 12109 | 119
NOX | 12109 | 0.08576
SO2 | 12109 | 0.001
CO2 | 12110 | 118
NOX | 12110 | 0.08426
SO2 | 12110 | 0.001
CO2 | 12117 | 118
NOX | 12117 | 0.10245
SO2 | 12117 | 0.0011
CO2 | 12118 | 118
NOX | 12118 | 0.10941
SO2 | 12118 | 0.00081
CO2 | 12119 | 118
NOX | 12119 | 0.09022
SO2 | 12119 | 0.00081
CO2 | 12139 | 119
NOX | 12139 | 0.02573
SO2 | 12139 | 0.00107
CO2 | 12142 | 118
NOX | 12142 | 0.00939
SO2 | 12142 | 0.001
CO2 | 12154 | 122
NOX | 12154 | 0.04895
SO2 | 12154 | 0.00373
CO2 | 12155 | 120
NOX | 12155 | 0.04552
SO2 | 12155 | 0.0023
CO2 | 12159 | 118
NOX | 12159 | 0.03323
SO2 | 12159 | 0.001
CO2 | 12160 | 118
NOX | 12160 | 0.03291
SO2 | 12160 | 0.00099
CO2 | 12169 | 118
NOX | 12169 | 0.01606
SO2 | 12169 | 0.00099
CO2 | 12170 | 118
NOX | 12170 | 0.01593
SO2 | 12170 | 0.001
CO2 | 12171 | 118
NOX | 12171 | 0.01654
SO2 | 12171 | 0.001
CO2 | 12172 | 118
NOX | 12172 | 0.01621
SO2 | 12172 | 0.00099
CO2 | 12175 | 110
NOX | 12175 | 0.01674
SO2 | 12175 | 0.0025
CO2 | 12176 | 118
NOX | 12176 | 0.23482
SO2 | 12176 | 0.00086
CO2 | 12177 | 118
NOX | 12177 | 0.22285
SO2 | 12177 | 0.00087
CO2 | 12178 | 115
NOX | 12178 | 0.22032
SO2 | 12178 | 0.00087
CO2 | 12179 | 118
NOX | 12179 | 0.40343
SO2 | 12179 | 0.00093
CO2 | 12187 | 118
NOX | 12187 | 0.01735
SO2 | 12187 | 0.001
CO2 | 12188 | 118
NOX | 12188 | 0.01604
SO2 | 12188 | 0.001
CO2 | 12189 | 118
NOX | 12189 | 0.01246
SO2 | 12189 | 0.00099
CO2 | 12190 | 118
NOX | 12190 | 0.01163
SO2 | 12190 | 0.001
CO2 | 12191 | 119
NOX | 12191 | 0.11604
SO2 | 12191 | 0.00099
CO2 | 12192 | 119
NOX | 12192 | 0.11938
SO2 | 12192 | 0.00099
CO2 | 12193 | 119
NOX | 12193 | 0.12475
SO2 | 12193 | 0.00099
CO2 | 12219 | 118
NOX | 12219 | 0.01606
SO2 | 12219 | 0.001
CO2 | 12231 | 118
NOX | 12231 | 0.03617
SO2 | 12231 | 0.001
CO2 | 12242 | 118
NOX | 12242 | 0.00791
SO2 | 12242 | 0.001
NOX | 12245 | 1.2
NOX | 12246 | 1.2001
CO2 | 12350 | 118
NOX | 12350 | 0.03895
SO2 | 12350 | 0.001
CO2 | 12356 | 121
NOX | 12356 | 0.03651
SO2 | 12356 | 0.001
CO2 | 12357 | 119
NOX | 12357 | 0.03451
SO2 | 12357 | 0.001
CO2 | 12358 | 121
NOX | 12358 | 0.03525
SO2 | 12358 | 0.001
CO2 | 12233 | 119
NOX | 12233 | 0.01703
SO2 | 12233 | 0.001
HG | 2886 | 7.1e-07
HG | 2985 | 5.64e-06
HG | 2986 | 5.64e-06
HG | 3058 | 1.25e-06
HG | 3059 | 1.25e-06
HG | 10817 | 8.8e-07
HG | 11727 | 1.25e-06
HG | 11997 | 5.64e-06
HG | 11998 | 5.64e-06
HG | 11999 | 5.64e-06
HG | 12000 | 5.64e-06
HG | 12001 | 5.64e-06
HG | 12002 | 5.64e-06
HG | 12003 | 5.64e-06
HG | 12004 | 5.64e-06
HG | 12005 | 5.64e-06
HG | 12006 | 1.3e-07
CO2 | 12577 | 119
NOX | 12577 | 0.15
SO2 | 12577 | 0.001
CO2 | 12579 | 118
NOX | 12579 | 0.028557
SO2 | 12579 | 0.001
HG | 11 | 3.0508e-07
HG | 12 | 1.2522e-06
HG | 29 | 1.2522e-06
HG | 30 | 5.7975e-08
HG | 48 | 1.1467e-05
HG | 49 | 9.5833e-06
HG | 50 | 1.0525e-05
HG | 64 | 3.2785e-06
HG | 65 | 3.2785e-06
HG | 66 | 3.2785e-06
HG | 72 | 5.6368e-06
HG | 83 | 3.2785e-06
HG | 84 | 5.2533e-06
HG | 102 | 1.1167e-07
HG | 103 | 1.1167e-07
HG | 115 | 1.0771e-05
HG | 116 | 1.0771e-05
HG | 140 | 5.6368e-06
HG | 141 | 5.6368e-06
HG | 156 | 3.2785e-06
HG | 159 | 6.7033e-07
HG | 160 | 1.2767e-06
HG | 195 | 5.6368e-06
HG | 205 | 3.2785e-06
HG | 206 | 3.2785e-06
HG | 209 | 5.6368e-06
HG | 210 | 1.9444e-06
HG | 211 | 1.1167e-07
HG | 217 | 1.2522e-06
HG | 218 | 1.2522e-06
HG | 222 | 1.2955e-06
HG | 223 | 1.2955e-06
HG | 256 | 1.1049e-05
HG | 257 | 1.1049e-05
HG | 258 | 1.1049e-05
HG | 259 | 5.6368e-06
HG | 260 | 1.2522e-06
HG | 270 | 2.7735e-07
HG | 271 | 2.7735e-07
HG | 276 | 1.2257e-07
HG | 277 | 3.2785e-06
HG | 278 | 3.2785e-06
HG | 279 | 3.2785e-06
HG | 319 | 1.2522e-06
HG | 320 | 1.2522e-06
HG | 339 | 1.1409e-07
HG | 340 | 1.1409e-07
HG | 362 | 3.3153e-06
HG | 365 | 3.3153e-06
HG | 366 | 3.3153e-06
HG | 369 | 3.3153e-06
HG | 372 | 3.2785e-06
HG | 373 | 3.2785e-06
HG | 374 | 3.2785e-06
HG | 378 | 5.6368e-06
HG | 379 | 5.6368e-06
HG | 380 | 5.5331e-06
HG | 391 | 3.2785e-06
HG | 392 | 3.2785e-06
HG | 416 | 1.1519e-08
HG | 438 | 5.6368e-06
HG | 446 | 1.1049e-05
HG | 478 | 1.2522e-06
HG | 479 | 1.2522e-06
HG | 480 | 1.2522e-06
HG | 481 | 1.2522e-06
HG | 483 | 1.1167e-07
HG | 484 | 1.1167e-07
HG | 492 | 1.847e-07
HG | 493 | 1.847e-07
HG | 498 | 1.2955e-06
HG | 499 | 1.2955e-06
HG | 500 | 1.2955e-06
HG | 501 | 6.2274e-08
HG | 512 | 1.1049e-05
HG | 513 | 1.1049e-05
HG | 520 | 6.2274e-08
HG | 521 | 1.2167e-07
HG | 527 | 5.3333e-09
HG | 564 | 1.2522e-06
HG | 565 | 1.2522e-06
HG | 566 | 1.2522e-06
HG | 568 | 1.1768e-06
HG | 569 | 1.1768e-06
HG | 570 | 1.1768e-06
HG | 590 | 1.1049e-05
HG | 591 | 1.1049e-05
HG | 592 | 1.1049e-05
HG | 593 | 1.1049e-05
HG | 594 | 1.1049e-05
HG | 596 | 1.2522e-06
HG | 612 | 3.2785e-06
HG | 644 | 1.2522e-06
HG | 645 | 2.5533e-08
HG | 647 | 2.5533e-08
HG | 650 | 1.9444e-06
HG | 651 | 1.9444e-06
HG | 686 | 2.6333e-07
HG | 702 | 5.6368e-06
HG | 703 | 5.6368e-06
HG | 704 | 4.3387e-08
HG | 705 | 6.2274e-08
HG | 706 | 6.2274e-08
HG | 710 | 2.625e-06
HG | 711 | 1.6434e-06
HG | 712 | 2.1342e-06
HG | 716 | 3.0994e-06
HG | 717 | 3.0994e-06
HG | 725 | 1.2522e-06
HG | 726 | 1.2522e-06
HG | 727 | 7.6487e-06
HG | 766 | 1.2522e-06
HG | 767 | 1.2522e-06
HG | 791 | 1.1167e-07
HG | 792 | 1.1167e-07
HG | 805 | 3.2785e-06
HG | 819 | 1.2522e-06
HG | 820 | 1.2522e-06
HG | 821 | 1.2522e-06
HG | 838 | 5.6368e-06
HG | 840 | 5.6368e-06
HG | 841 | 5.6368e-06
HG | 842 | 5.6368e-06
HG | 847 | 5.6368e-06
HG | 848 | 5.6368e-06
HG | 849 | 5.6368e-06
HG | 850 | 8.0304e-07
HG | 853 | 5.6368e-06
HG | 886 | 3.2785e-06
HG | 899 | 3.0345e-06
HG | 900 | 3.0345e-06
HG | 901 | 1.2955e-06
HG | 902 | 3.3153e-06
HG | 906 | 1.0739e-07
HG | 913 | 1.2522e-06
HG | 916 | 3.2785e-06
HG | 917 | 3.2785e-06
HG | 918 | 3.2785e-06
HG | 919 | 3.2785e-06
HG | 920 | 3.2785e-06
HG | 921 | 5.2533e-06
HG | 922 | 2.2725e-07
HG | 923 | 2.2725e-07
HG | 924 | 2.2725e-07
HG | 927 | 2.0233e-08
HG | 928 | 4.8746e-08
HG | 929 | 1.0771e-05
HG | 930 | 1.0771e-05
HG | 934 | 1.2522e-06
HG | 935 | 1.2522e-06
HG | 945 | 4.4989e-09
HG | 946 | 8.23e-09
HG | 947 | 1.1369e-07
HG | 956 | 5.6433e-07
HG | 957 | 5.6433e-07
HG | 958 | 6.4433e-07
HG | 959 | 4.8433e-07
HG | 960 | 5.6433e-07
HG | 981 | 5.2533e-06
HG | 982 | 1.2955e-06
HG | 989 | 7.1567e-08
HG | 1006 | 1.2522e-06
HG | 1007 | 1.2522e-06
HG | 1013 | 1.1625e-05
HG | 1014 | 1.2522e-06
HG | 1015 | 1.2522e-06
HG | 1016 | 1.2522e-06
HG | 1033 | 5.6368e-06
HG | 1035 | 5.6368e-06
HG | 1036 | 7.0497e-08
HG | 1054 | 5.2533e-06
HG | 1055 | 5.2533e-06
HG | 1056 | 4.6877e-06
HG | 1063 | 1.0771e-05
HG | 1066 | 1.2955e-06
HG | 1067 | 1.2955e-06
HG | 1078 | 8.9067e-07
HG | 1079 | 8.9067e-07
HG | 1080 | 8.9067e-07
HG | 1081 | 8.9067e-07
HG | 1083 | 9.8933e-08
HG | 1085 | 1.5033e-07
HG | 1086 | 2.1867e-07
HG | 1091 | 3.37e-06
HG | 1092 | 3.37e-06
HG | 1094 | 1.2522e-06
HG | 1095 | 3.37e-06
HG | 1100 | 1.2522e-06
HG | 1119 | 1.2522e-06
HG | 1124 | 1.59e-06
HG | 1125 | 1.59e-06
HG | 1129 | 1.2522e-06
HG | 1130 | 1.2522e-06
HG | 1131 | 1.2522e-06
HG | 1134 | 3.2785e-06
HG | 1135 | 1.1409e-07
HG | 1136 | 1.1409e-07
HG | 1137 | 1.1049e-05
HG | 1138 | 1.1049e-05
HG | 1139 | 5.6368e-06
HG | 1149 | 6.55e-08
HG | 1150 | 6.5333e-08
HG | 1151 | 5.6368e-06
HG | 1152 | 5.6368e-06
HG | 1210 | 1.2522e-06
HG | 1228 | 8.0508e-07
HG | 1249 | 8.0304e-07
HG | 1250 | 8.0304e-07
HG | 1251 | 8.0304e-07
HG | 1274 | 1.0771e-05
HG | 1275 | 5.6368e-06
HG | 1276 | 5.6368e-06
HG | 1301 | 3.2785e-06
HG | 1304 | 3.0833e-06
HG | 1306 | 1.0073e-06
HG | 1307 | 9.0617e-07
HG | 1308 | 9.0617e-07
HG | 1318 | 1.1049e-05
HG | 1319 | 4.3664e-08
HG | 1320 | 4.3664e-08
HG | 1321 | 1.2522e-06
HG | 1322 | 1.1049e-05
HG | 1324 | 1.2955e-06
HG | 1325 | 1.2955e-06
HG | 1326 | 1.2955e-06
HG | 1329 | 1.2522e-06
HG | 1332 | 1.2522e-06
HG | 1333 | 1.2522e-06
HG | 1341 | 5.6368e-06
HG | 1344 | 6.5067e-07
HG | 1350 | 1.6074e-07
HG | 1351 | 1.6074e-07
HG | 1353 | 2.7867e-06
HG | 1354 | 2.1783e-06
HG | 1355 | 1.57e-06
HG | 1356 | 2.1783e-06
HG | 1357 | 2.1783e-06
HG | 1369 | 1.2483e-08
HG | 1370 | 3.2785e-06
HG | 1371 | 3.2785e-06
HG | 1372 | 3.2785e-06
HG | 1373 | 3.2785e-06
HG | 1374 | 3.2785e-06
HG | 1375 | 3.2785e-06
HG | 1380 | 1.461e-06
HG | 1382 | 1.915e-08
HG | 1384 | 1.915e-08
HG | 1389 | 1.9444e-06
HG | 1390 | 1.9444e-06
HG | 1391 | 1.1167e-07
HG | 1392 | 3.2785e-06
HG | 1394 | 3.2785e-06
HG | 1395 | 1.2955e-06
HG | 1427 | 3.61e-06
HG | 1428 | 3.61e-06
HG | 1437 | 2.8971e-07
HG | 1438 | 1.1132e-06
HG | 1439 | 1.1132e-06
HG | 1440 | 1.1132e-06
HG | 1441 | 1.1132e-06
HG | 1451 | 1.2522e-06
HG | 1458 | 2.4167e-06
HG | 1477 | 8.0304e-07
HG | 1478 | 8.0304e-07
HG | 1493 | 5.47e-06
HG | 1545 | 1.2955e-06
HG | 1556 | 5.2533e-06
HG | 1576 | 1.2522e-06
HG | 1577 | 1.2522e-06
HG | 1590 | 1.6293e-07
HG | 1634 | 5.6368e-06
HG | 1635 | 5.6368e-06
HG | 1643 | 6.2e-06
HG | 1665 | 1.2522e-06
HG | 1666 | 1.2522e-06
HG | 1674 | 4.6877e-06
HG | 1676 | 5.7667e-06
HG | 1677 | 6.0633e-06
HG | 1682 | 2.882e-07
HG | 1684 | 1.2522e-06
HG | 1685 | 1.2522e-06
HG | 1686 | 1.2522e-06
HG | 1687 | 1.2522e-06
HG | 1688 | 8.8317e-07
HG | 1689 | 8.4633e-07
HG | 1690 | 8.6475e-07
HG | 1691 | 8.6475e-07
HG | 1692 | 8.6475e-07
HG | 1696 | 1.6293e-07
HG | 1709 | 5.6368e-06
HG | 1710 | 5.6368e-06
HG | 1744 | 1.2522e-06
HG | 1745 | 5.6368e-06
HG | 1746 | 5.6368e-06
HG | 1747 | 1.2522e-06
HG | 1748 | 1.2522e-06
HG | 1808 | 5.6368e-06
HG | 1809 | 1.1049e-05
HG | 1810 | 1.1049e-05
HG | 1849 | 5.22e-07
HG | 1850 | 5.22e-07
HG | 1852 | 1.362e-07
HG | 1857 | 1.362e-07
HG | 1873 | 1.1369e-07
HG | 1878 | 5.1512e-07
HG | 1879 | 5.1512e-07
HG | 1880 | 5.1512e-07
HG | 1881 | 5.1512e-07
HG | 1890 | 5.6368e-06
HG | 1902 | 5.6368e-06
HG | 1903 | 5.6368e-06
HG | 1904 | 5.6368e-06
HG | 1905 | 5.6368e-06
HG | 1911 | 3.2785e-06
HG | 1912 | 3.0345e-06
HG | 1913 | 4.3664e-08
HG | 1927 | 1.2522e-06
HG | 1928 | 1.2522e-06
HG | 1929 | 1.2522e-06
HG | 1949 | 3.1567e-06
HG | 1950 | 3.1567e-06
HG | 1951 | 3.1567e-06
HG | 1952 | 1.1167e-07
HG | 1953 | 1.1167e-07
HG | 1956 | 5.3e-06
HG | 1991 | 6.2274e-08
HG | 1992 | 1.9444e-06
HG | 1993 | 1.9444e-06
HG | 1994 | 1.1167e-07
HG | 2058 | 1.2522e-06
HG | 2059 | 1.2522e-06
HG | 2065 | 4.6877e-06
HG | 2083 | 5.6368e-06
HG | 2084 | 5.6368e-06
HG | 2085 | 1.2522e-06
HG | 2094 | 5.9107e-06
HG | 2095 | 5.9107e-06
HG | 2118 | 3.2785e-06
HG | 2123 | 3.2785e-06
HG | 2152 | 1.2955e-06
HG | 2160 | 3.2785e-06
HG | 2162 | 3.2785e-06
HG | 2172 | 1.9444e-06
HG | 2173 | 1.9444e-06
HG | 2174 | 1.1167e-07
HG | 2175 | 9.9133e-07
HG | 2211 | 1.2522e-06
HG | 2213 | 3.2785e-06
HG | 2214 | 3.2785e-06
HG | 2218 | 6.8796e-07
HG | 2219 | 6.8796e-07
HG | 2220 | 6.8796e-07
HG | 2222 | 1.2522e-06
HG | 2223 | 1.2522e-06
HG | 2224 | 1.2522e-06
HG | 2225 | 1.2522e-06
HG | 2227 | 3.2785e-06
HG | 2228 | 3.2785e-06
HG | 2229 | 3.2785e-06
HG | 2235 | 5.6368e-06
HG | 2257 | 5.6368e-06
HG | 2258 | 3.2785e-06
HG | 2259 | 3.67e-06
HG | 2260 | 3.67e-06
HG | 2261 | 3.67e-06
HG | 2265 | 2.4587e-06
HG | 2266 | 2.7242e-06
HG | 2267 | 2.1931e-06
HG | 2278 | 5.3118e-07
HG | 2279 | 5.3118e-07
HG | 2280 | 5.6368e-06
HG | 2281 | 5.6368e-06
HG | 2285 | 3.3153e-06
HG | 2286 | 3.3153e-06
HG | 2287 | 3.3153e-06
HG | 2299 | 5.6368e-06
HG | 2300 | 1.2522e-06
HG | 2301 | 1.2522e-06
HG | 2312 | 5.6368e-06
HG | 2313 | 5.6368e-06
HG | 2314 | 5.6368e-06
HG | 2315 | 5.6368e-06
HG | 2338 | 1.2955e-06
HG | 2339 | 1.2955e-06
HG | 2348 | 2.03e-06
HG | 2349 | 2.03e-06
HG | 2350 | 2.03e-06
HG | 2351 | 2.03e-06
HG | 2352 | 2.03e-06
HG | 2353 | 2.03e-06
HG | 2366 | 5.6368e-06
HG | 2367 | 5.6368e-06
HG | 2368 | 5.6368e-06
HG | 2369 | 5.6368e-06
HG | 2370 | 5.6368e-06
HG | 2415 | 1.2522e-06
HG | 2417 | 1.2522e-06
HG | 2428 | 1.2522e-06
HG | 2432 | 1.2955e-06
HG | 2433 | 1.2955e-06
HG | 2434 | 4.6877e-06
HG | 2441 | 5.6368e-06
HG | 2442 | 5.6368e-06
HG | 2443 | 5.6368e-06
HG | 2444 | 5.6368e-06
HG | 2445 | 5.6368e-06
HG | 2446 | 5.6368e-06
HG | 2447 | 5.6368e-06
HG | 2448 | 5.6368e-06
HG | 2449 | 5.6368e-06
HG | 2466 | 5.6368e-06
HG | 2467 | 5.6368e-06
HG | 2470 | 5.6368e-06
HG | 2472 | 3.2785e-06
HG | 2473 | 3.2785e-06
HG | 2474 | 3.2785e-06
HG | 2475 | 3.2785e-06
HG | 2476 | 3.2785e-06
HG | 2479 | 1.1049e-05
HG | 2480 | 1.1049e-05
HG | 2481 | 5.6368e-06
HG | 2502 | 3.2785e-06
HG | 2503 | 3.2785e-06
HG | 2504 | 3.2785e-06
HG | 2505 | 3.2785e-06
HG | 2534 | 1.4733e-06
HG | 2538 | 3.2785e-06
HG | 2574 | 3.2785e-06
HG | 2575 | 5.2533e-06
HG | 2578 | 5.6368e-06
HG | 2579 | 5.6368e-06
HG | 2604 | 4.3267e-06
HG | 2605 | 3.3153e-06
HG | 2606 | 3.3153e-06
HG | 2612 | 5.6368e-06
HG | 2613 | 5.6368e-06
HG | 2614 | 5.6368e-06
HG | 2621 | 1.0771e-05
HG | 2622 | 1.0771e-05
HG | 2639 | 3.9023e-06
HG | 2647 | 1.1369e-07
HG | 2712 | 5.2533e-06
HG | 2721 | 6.9049e-06
HG | 2759 | 3.2785e-06
HG | 2760 | 3.2785e-06
HG | 2790 | 7.5528e-08
HG | 2791 | 5.8501e-08
HG | 2824 | 1.2522e-06
HG | 2830 | 1.2522e-06
HG | 2834 | 1.2522e-06
HG | 2835 | 1.2522e-06
HG | 2838 | 1.2522e-06
HG | 2856 | 1.3273e-07
HG | 2857 | 1.5693e-07
HG | 2863 | 1.0507e-07
HG | 2864 | 1.0477e-07
HG | 2894 | 1.2522e-06
HG | 2910 | 5.6368e-06
HG | 2920 | 1.1409e-07
HG | 2926 | 5.9767e-08
HG | 2927 | 5.9767e-08
HG | 2930 | 8.8463e-08
HG | 2931 | 4.5298e-08
HG | 2977 | 3.2785e-06
HG | 2978 | 3.2785e-06
HG | 2979 | 3.2785e-06
HG | 2980 | 3.2785e-06
HG | 2982 | 3.9933e-07
HG | 2983 | 3.9933e-07
HG | 2987 | 5.6368e-06
HG | 2988 | 5.6368e-06
HG | 2990 | 1.2522e-06
HG | 2991 | 1.2522e-06
HG | 2995 | 5.6368e-06
HG | 2996 | 7.58e-06
HG | 3004 | 5.6368e-06
HG | 3005 | 1.2522e-06
HG | 3006 | 1.2522e-06
HG | 3018 | 3.7367e-06
HG | 3024 | 1.1167e-07
HG | 3034 | 4.3831e-08
HG | 3036 | 4.3831e-08
HG | 3048 | 1.2522e-06
HG | 3049 | 1.2522e-06
HG | 3050 | 1.2522e-06
HG | 3051 | 1.2522e-06
HG | 3069 | 1.0771e-05
HG | 3070 | 1.0771e-05
HG | 3102 | 1.2522e-06
HG | 3103 | 2.1933e-07
HG | 3105 | 1.2522e-06
HG | 3106 | 1.6937e-07
HG | 3107 | 5.6368e-06
HG | 3108 | 1.194e-07
HG | 3132 | 3.2785e-06
HG | 3139 | 3.2785e-06
HG | 3142 | 3.3153e-06
HG | 3145 | 3.3153e-06
HG | 3159 | 2.8333e-07
HG | 3161 | 4.4367e-07
HG | 3162 | 3.2785e-06
HG | 3163 | 3.2785e-06
HG | 3164 | 3.2785e-06
HG | 3167 | 5.2515e-08
HG | 3168 | 1.1167e-07
HG | 3194 | 1.2522e-06
HG | 3195 | 1.2522e-06
HG | 3211 | 1.1369e-07
HG | 3217 | 1.2522e-06
HG | 3243 | 3.6006e-06
HG | 3244 | 3.3153e-06
HG | 3247 | 5.6368e-06
HG | 3248 | 5.6368e-06
HG | 3249 | 5.6368e-06
HG | 3250 | 5.6368e-06
HG | 3251 | 5.6368e-06
HG | 3253 | 3.2785e-06
HG | 3254 | 3.2785e-06
HG | 3255 | 3.2785e-06
HG | 3267 | 6.2274e-08
HG | 3298 | 3.2785e-06
HG | 3299 | 5.6368e-06
HG | 3309 | 3.2785e-06
HG | 3310 | 3.2785e-06
HG | 3320 | 5.6368e-06
HG | 3321 | 5.6368e-06
HG | 3322 | 5.6368e-06
HG | 3327 | 6.2274e-08
HG | 3329 | 3.2785e-06
HG | 3330 | 3.2785e-06
HG | 3340 | 2.944e-08
HG | 3345 | 3.7233e-06
HG | 3346 | 3.7233e-06
HG | 3355 | 5.6368e-06
HG | 3357 | 5.6368e-06
HG | 3388 | 1.1519e-08
HG | 3401 | 3.2785e-06
HG | 3402 | 3.2785e-06
HG | 3403 | 3.2785e-06
HG | 3404 | 3.2785e-06
HG | 3405 | 3.2785e-06
HG | 3409 | 1.0397e-08
HG | 3423 | 3.2785e-06
HG | 3424 | 3.2785e-06
HG | 3428 | 6.6613e-09
HG | 3429 | 9.3057e-09
HG | 3430 | 7.9835e-09
HG | 3431 | 7.9835e-09
HG | 3433 | 4.9508e-08
HG | 3434 | 7.98e-08
HG | 3438 | 4.4067e-08
HG | 3441 | 7.1931e-08
HG | 3443 | 7.1931e-08
HG | 3452 | 1.1049e-05
HG | 3453 | 1.1049e-05
HG | 3454 | 1.1049e-05
HG | 3455 | 1.1049e-05
HG | 3456 | 1.1049e-05
HG | 3457 | 1.1049e-05
HG | 3540 | 6.2274e-08
HG | 3541 | 6.2274e-08
HG | 3550 | 5.2533e-06
HG | 3587 | 4.1333e-08
HG | 3589 | 1.2522e-06
HG | 3590 | 1.2522e-06
HG | 3591 | 1.2522e-06
HG | 3664 | 1.2522e-06
HG | 3671 | 5.6368e-06
HG | 3672 | 5.6368e-06
HG | 3673 | 5.6368e-06
HG | 3674 | 5.6368e-06
HG | 3675 | 5.6368e-06
HG | 3707 | 1.2733e-07
HG | 3710 | 1.0771e-05
HG | 3730 | 5.2533e-06
HG | 3732 | 3.3153e-06
HG | 3733 | 3.3153e-06
HG | 3735 | 1.2522e-06
HG | 3736 | 1.2522e-06
HG | 3745 | 1.2333e-06
HG | 3761 | 8.1067e-08
HG | 3762 | 8.1067e-08
HG | 3775 | 5.6368e-06
HG | 3777 | 5.6368e-06
HG | 3785 | 7.3716e-08
HG | 3789 | 5.6368e-06
HG | 3790 | 5.6368e-06
HG | 3791 | 5.6368e-06
HG | 3792 | 5.6368e-06
HG | 3793 | 5.6368e-06
HG | 3798 | 1.2955e-06
HG | 3799 | 1.2955e-06
HG | 3802 | 3.2785e-06
HG | 3803 | 3.2785e-06
HG | 3816 | 4.3664e-08
HG | 3817 | 4.3664e-08
HG | 3818 | 3.0345e-06
HG | 3819 | 3.0345e-06
HG | 3820 | 3.0345e-06
HG | 3837 | 3.2785e-06
HG | 3838 | 3.2785e-06
HG | 3839 | 3.2785e-06
HG | 3840 | 6.3125e-06
HG | 3854 | 4.2733e-06
HG | 3855 | 4.2733e-06
HG | 3862 | 2.3967e-06
HG | 3863 | 2.3967e-06
HG | 3864 | 1.2522e-06
HG | 3865 | 1.2522e-06
HG | 3870 | 4.3664e-08
HG | 3871 | 4.3664e-08
HG | 3872 | 4.3664e-08
HG | 3873 | 4.3664e-08
HG | 3874 | 7.967e-07
HG | 3875 | 7.967e-07
HG | 3878 | 1.2522e-06
HG | 3879 | 1.2522e-06
HG | 3901 | 5.9225e-09
HG | 3902 | 5.9238e-09
HG | 3904 | 5.9211e-09
HG | 3963 | 3.2785e-06
HG | 3964 | 3.2785e-06
HG | 3967 | 1.5446e-05
HG | 3972 | 1.5446e-05
HG | 3973 | 1.5446e-05
HG | 3974 | 1.5446e-05
HG | 4003 | 1.1167e-07
HG | 4004 | 1.1167e-07
HG | 4007 | 7.2633e-09
HG | 4008 | 1.076e-08
HG | 4036 | 1.2955e-06
HG | 4038 | 1.2955e-06
HG | 4046 | 5.9605e-08
HG | 4047 | 5.9605e-08
HG | 4056 | 1.1167e-07
HG | 4057 | 1.1167e-07
HG | 4061 | 1.2938e-07
HG | 4062 | 1.5089e-07
HG | 4063 | 1.4014e-07
HG | 4064 | 1.4014e-07
HG | 4069 | 3.2785e-06
HG | 4070 | 3.2785e-06
HG | 4107 | 3.982e-07
HG | 4108 | 3.982e-07
HG | 4109 | 3.982e-07
HG | 4110 | 6.2274e-08
HG | 4119 | 1.1167e-07
HG | 4135 | 1.2955e-06
HG | 4136 | 1.2955e-06
HG | 4137 | 1.2955e-06
HG | 4138 | 1.2955e-06
HG | 4139 | 5.6368e-06
HG | 4141 | 4.3664e-08
HG | 4143 | 1.1523e-06
HG | 4144 | 1.1523e-06
HG | 4148 | 1.1167e-07
HG | 4159 | 3.53e-08
HG | 4172 | 1.2522e-06
HG | 4174 | 1.2522e-06
HG | 4188 | 2.89e-08
HG | 4189 | 2.8822e-08
HG | 4190 | 2.6967e-08
HG | 4191 | 3.06e-08
HG | 4201 | 4.3664e-08
HG | 4202 | 1.1519e-08
HG | 4203 | 4.3664e-08
HG | 4204 | 4.3664e-08
HG | 4205 | 4.3664e-08
HG | 4206 | 4.3664e-08
HG | 4207 | 4.3664e-08
HG | 4208 | 4.3664e-08
HG | 4209 | 4.3664e-08
HG | 4210 | 4.3664e-08
HG | 4211 | 2.9939e-05
HG | 4212 | 2.9939e-05
HG | 4213 | 2.9939e-05
HG | 4214 | 2.9939e-05
HG | 4223 | 3.1734e-06
HG | 4224 | 3.3075e-07
HG | 4227 | 3.3153e-06
HG | 4228 | 3.3153e-06
HG | 4229 | 1.2955e-06
HG | 4235 | 4.6877e-06
HG | 4243 | 1.2967e-06
HG | 4244 | 1.2967e-06
HG | 4245 | 1.2967e-06
HG | 4251 | 3.2785e-06
HG | 4255 | 1.1369e-07
HG | 4257 | 3.3153e-06
HG | 4258 | 1.44e-06
HG | 4295 | 3.2785e-06
HG | 4296 | 3.2785e-06
HG | 4311 | 3.9683e-06
HG | 4312 | 3.9683e-06
HG | 4313 | 4.4633e-06
HG | 4314 | 3.4733e-06
HG | 4323 | 3.2785e-06
HG | 4352 | 3.2785e-06
HG | 4356 | 3.2785e-06
HG | 4357 | 3.2785e-06
HG | 4358 | 3.2785e-06
HG | 4360 | 3.2785e-06
HG | 4361 | 3.2785e-06
HG | 4366 | 1.2522e-06
HG | 4367 | 1.2522e-06
HG | 4383 | 3.2785e-06
HG | 4385 | 6.15e-07
HG | 4386 | 6.15e-07
HG | 4392 | 7.7033e-06
HG | 4393 | 5.2533e-06
HG | 4431 | 5.2533e-06
HG | 4453 | 2.8967e-06
HG | 4454 | 2.8967e-06
HG | 4466 | 3.2785e-06
HG | 4468 | 3.282e-08
HG | 4469 | 6.6667e-08
HG | 4470 | 6.0275e-07
HG | 4484 | 3.3153e-06
HG | 4485 | 3.3153e-06
HG | 4503 | 5.6368e-06
HG | 4504 | 5.6368e-06
HG | 4505 | 5.6368e-06
HG | 4506 | 6.7625e-07
HG | 4534 | 3.2785e-06
HG | 4535 | 3.2785e-06
HG | 4536 | 3.2785e-06
HG | 4550 | 5.6368e-06
HG | 4551 | 5.6368e-06
HG | 4552 | 5.6368e-06
HG | 4558 | 3.0345e-06
HG | 4559 | 4.3664e-08
HG | 4590 | 5.6368e-06
HG | 4591 | 5.6368e-06
HG | 4592 | 4.4576e-06
HG | 4597 | 1.2522e-06
HG | 4618 | 5.0837e-07
HG | 4619 | 5.0837e-07
HG | 4658 | 2.74e-08
HG | 4659 | 1.93e-08
HG | 4660 | 7.34e-08
HG | 4678 | 3.97e-07
HG | 4696 | 5.4137e-08
HG | 4738 | 6.3756e-06
HG | 4739 | 6.3756e-06
HG | 4740 | 6.3756e-06
HG | 4741 | 6.3756e-06
HG | 4742 | 6.3756e-06
HG | 4757 | 5.6368e-06
HG | 4758 | 5.6368e-06
HG | 4759 | 5.6368e-06
HG | 4760 | 5.6368e-06
HG | 4761 | 5.6368e-06
HG | 4762 | 5.6368e-06
HG | 4767 | 1.2522e-06
HG | 4768 | 1.2522e-06
HG | 4780 | 1.2522e-06
HG | 4789 | 8.0304e-07
HG | 4790 | 8.0304e-07
HG | 4811 | 3.69e-07
HG | 4812 | 3.69e-07
HG | 4847 | 5.2533e-06
HG | 4848 | 5.2533e-06
HG | 4849 | 5.2533e-06
HG | 4881 | 1.3937e-07
HG | 4894 | 1.6293e-07
HG | 4902 | 8.7667e-06
HG | 4906 | 3.2785e-06
HG | 4907 | 3.2785e-06
HG | 4915 | 4.3664e-08
HG | 4916 | 4.3664e-08
HG | 4919 | 5.6368e-06
HG | 4920 | 5.6368e-06
HG | 4921 | 5.6368e-06
HG | 4922 | 5.6368e-06
HG | 4923 | 5.6368e-06
HG | 4924 | 5.6368e-06
HG | 4925 | 1.2522e-06
HG | 4926 | 1.2522e-06
HG | 4940 | 1.0677e-06
HG | 4941 | 1.0677e-06
HG | 4943 | 2.0326e-08
HG | 4944 | 1.9566e-07
HG | 4945 | 1.0799e-07
HG | 4946 | 1.0799e-07
HG | 4948 | 1.2522e-06
HG | 4963 | 3.2785e-06
HG | 4964 | 5.2533e-06
HG | 4980 | 1.2522e-06
HG | 4981 | 1.2522e-06
HG | 4982 | 1.2522e-06
HG | 4983 | 1.2522e-06
HG | 4995 | 3.2785e-06
HG | 4996 | 1.2955e-06
HG | 5017 | 1.1049e-05
HG | 5030 | 1.2522e-06
HG | 5031 | 5.6368e-06
HG | 5032 | 5.6368e-06
HG | 5033 | 5.6368e-06
HG | 5034 | 5.6368e-06
HG | 5035 | 5.6368e-06
HG | 5036 | 5.6368e-06
HG | 5042 | 5.6368e-06
HG | 5043 | 5.6368e-06
HG | 5044 | 4.999e-08
HG | 5074 | 3.2785e-06
HG | 5550 | 6.4833e-08
HG | 5561 | 1.2955e-06
HG | 5562 | 1.2955e-06
HG | 5592 | 3.0345e-06
HG | 5638 | 3.3153e-06
HG | 5671 | 3.1733e-06
HG | 5674 | 6.4449e-06
HG | 5675 | 6.4449e-06
HG | 5695 | 1.0771e-05
HG | 5696 | 1.0771e-05
HG | 5708 | 3.9023e-06
HG | 5709 | 3.9023e-06
HG | 5711 | 1.2955e-06
HG | 5712 | 6.6933e-06
HG | 5713 | 1.2955e-06
HG | 5752 | 3.3153e-06
HG | 5815 | 1.0771e-05
HG | 5860 | 1.0771e-05
HG | 5861 | 6.8765e-06
HG | 5887 | 3.0345e-06
HG | 5888 | 3.0345e-06
HG | 5889 | 3.0345e-06
HG | 5890 | 3.0345e-06
HG | 5970 | 3.3153e-06
HG | 5971 | 3.3153e-06
HG | 5977 | 2.5042e-06
HG | 5978 | 1.2522e-06
HG | 5979 | 3.2774e-06
HG | 5980 | 1.731e-06
HG | 5982 | 3.3153e-06
HG | 5983 | 3.3153e-06
HG | 5984 | 3.3153e-06
HG | 5985 | 1.4708e-07
HG | 5986 | 1.4708e-07
HG | 6012 | 3.3153e-06
HG | 6013 | 3.3153e-06
HG | 6014 | 3.2785e-06
HG | 6316 | 3.75e-08
HG | 6317 | 3.1133e-08
HG | 6318 | 3.1133e-08
HG | 6319 | 3.0345e-06
HG | 6365 | 8.0304e-07
HG | 6477 | 1.7317e-06
HG | 6585 | 8.0304e-07
HG | 6586 | 8.0304e-07
HG | 6673 | 1.0502e-06
HG | 6674 | 1.0502e-06
HG | 6675 | 1.0502e-06
HG | 6676 | 1.0502e-06
HG | 6762 | 2.0073e-08
HG | 6763 | 2.0073e-08
HG | 6764 | 2.0073e-08
HG | 6765 | 2.0073e-08
HG | 6956 | 5.6368e-06
HG | 6957 | 5.6368e-06
HG | 6958 | 3.2483e-06
HG | 6959 | 3.2597e-06
HG | 6974 | 3.2785e-06
HG | 6975 | 3.2785e-06
HG | 6976 | 3.2785e-06
HG | 6977 | 3.3153e-06
HG | 6995 | 1.2522e-06
HG | 6996 | 1.2522e-06
HG | 6997 | 1.2522e-06
HG | 6998 | 1.2522e-06
HG | 6999 | 8.0304e-07
HG | 7002 | 3.3153e-06
HG | 7003 | 3.3153e-06
HG | 7004 | 3.3153e-06
HG | 7005 | 3.3153e-06
HG | 7025 | 3.2785e-06
HG | 7026 | 3.2785e-06
HG | 7027 | 3.3153e-06
HG | 7073 | 3.2785e-06
HG | 7096 | 5.6333e-06
HG | 7099 | 3.2785e-06
HG | 7160 | 4.6877e-06
HG | 7161 | 4.6877e-06
HG | 7173 | 1.1369e-07
HG | 7174 | 1.1369e-07
HG | 7175 | 1.1369e-07
HG | 7176 | 1.1369e-07
HG | 7180 | 3.084e-06
HG | 7181 | 3.084e-06
HG | 7191 | 3.3353e-07
HG | 7192 | 4.4833e-07
HG | 7201 | 3.0345e-06
HG | 7216 | 1.1369e-07
HG | 7225 | 1.309e-07
HG | 7226 | 6.1033e-08
HG | 7227 | 4.6833e-08
HG | 7228 | 3.43e-08
HG | 7385 | 5.2533e-06
HG | 7386 | 5.2533e-06
HG | 7399 | 1.2522e-06
HG | 7400 | 1.2522e-06
HG | 7401 | 1.2522e-06
HG | 7747 | 2.2625e-07
HG | 7748 | 6.792e-08
HG | 7749 | 4.6877e-06
HG | 7750 | 9.8533e-09
HG | 7757 | 4.3664e-08
HG | 7764 | 3.344e-06
HG | 7765 | 3.344e-06
HG | 9311 | 1.0771e-05
HG | 9440 | 1.1369e-07
HG | 9444 | 2.796e-07
HG | 9525 | 3.9023e-06
HG | 9728 | 1.6293e-07
HG | 9729 | 1.6293e-07
HG | 9744 | 8.58e-07
HG | 9965 | 1.6293e-07
HG | 10204 | 2.34e-08
HG | 10330 | 6.5443e-06
HG | 10515 | 1.2522e-06
HG | 11128 | 5.2333e-07
HG | 11494 | 3.5833e-06
HG | 11495 | 1.1113e-06
HG | 11496 | 1.1113e-06
HG | 1644_GT1 | 6.2e-06
HG | 1644_GT2 | 6.2e-06
HG | 1644_GT3 | 6.2e-06
HG | 2336_G10 | 5.6368e-06
HG | 3665_IC1 | 1.2522e-06
HG | 3665_IC2 | 1.2522e-06
HG | 3665_IC3 | 1.2522e-06
HG | 3755_GT1 | 6.553e-08
HG | 3755_GT2 | 6.553e-08
HG | 3755_GT3 | 7.1696e-08
HG | 3755_GT4 | 5.9364e-08
HG | 7724_CTG1 | 4.3664e-08
HG | 7724_CTG2 | 4.3664e-08
CO2 | 0 | 0
NOX | 0 | 0
SO2 | 0 | 0
HG | 0 | 0
CO2 | BC_IMP | 0
CO2 | SK_IMP | 162.5
CO2 | MT_IMP | 192.0868
CO2 | WECC_IMP | 119

## CEC_Data
Database CAN-MX-USA CCA 2005 Sequence Number | NPRI ID - GHGRP- NRA - DOE/EIA ORIS plant or facility code | Plant Name | Country | City / County Name | State/Province | State/Province abbreviation | Latitude | Longitude | Technology | Plant Primary fuel Code | Plant primary coal/oil/natural gas/ other fossil fuel category | Plant Generation Capacity (MW) | Plant capacity factor | Plant annual heat input (MMBtu) | Plant Annual Electricity Generation (MW-h) | Fuel 1 | Consumption 1 (m3) | Fuel 2 | Consumption 2 (m3) | Fuel 3 | Consumption 3 (m3) | TSP (t) | TSP Emission Rate (kg/MW-h) | Emissions Estimation Methodology / Plant emissions source(s) | PM10 (t) | PM10 Emission Rate (kg/MW-h) | Emissions Estimation Methodology / Plant emissions source(s) | PM2.5 (t) | PM2.5 Emission Rate (kg/MW-h) | Emissions Estimation Methodology / Plant emissions source(s) | SO2 (t) | SO2 Emission Rate (kg/MW-h) | Emissions Estimation Methodology / Plant emissions source(s) | NOX (t) | NOX Emission Rate (kg/MW-h) | Emissions Estimation Methodology / Plant emissions source(s) | Hg (kg) | Hg Emission Rate (kg/GW-h) | Emissions Estimation Methodology / Plant emissions source(s) | CO2 (t) | CO2 Emission Rate (kg/MW-h) | Emissions Estimation Methodology / Plant emissions source(s) MB=Mass Balance, EF=Emission Factors, EC=Engineering Calculations | CH4 (t) | CH4 Emission Rate (kg/MW-h) | Emissions Estimation Methodology / Plant emissions source(s) MB=Mass Balance, EF=Emission Factors, EC=Engineering Calculations | N2O (t) | N2O Emission Rate (kg/MW-h) | Emissions Estimation Methodology / Plant emissions source(s) MB=Mass Balance, EF=Emission Factors, EC=Engineering Calculations | Control Technology
198 | 18142 | Transcanada Energy Ltd - Bear Creek Cogeneration | Canada | n/a | Alberta | AB | 55.0708 | -118.695 | Combustion Turbine | Natural Gas | Natural Gas | 50 |  |  | N/A | Natural Gas | -- |  |  |  |  | N/A |  |  | N/A |  |  | N/A | N/A |  | N/A | N/A |  | N/A | N/A |  | N/A | N/A |  | N/A | N/A |  | N/A | N/A |  | N/A | N/A
199 | 19926 | ATCO Electric Ltd. - Palisades Generating Station | Canada | Jasper National Park | Alberta | AB | 52.9412 | -118.043 | Internal Combustion | Natural Gas | Natural Gas | 13.58 |  |  | N/A | Natural Gas | -- | Natural Gas |  |  |  | N/A |  |  | 7.003 |  | Published Emission Factors | 7.003 | N/A | Published Emission Factors | N/A | N/A |  | 1104.481 | N/A | Published Emission Factors | N/A | N/A |  | N/A | N/A |  | N/A | N/A |  | N/A | N/A
97 | 6591 | NOVA Chemicals Corporation / ATCO Power / EPCOR - Joffre | Canada | County of Lacombe | Alberta | AB | 52.3083 | -113.55 | Combustion Turbine | Natural Gas | Natural Gas | 416 |  |  | N/A | Natural Gas | -- |  |  |  |  | 623.683 |  | Engineering Estimates | 623.683 |  | Engineering Estimates | 496.593 | N/A | Engineering Estimates | 1.297 | N/A | Engineering Estimates | 606.457 | N/A | Engineering Estimates | N/A | N/A |  | N/A | N/A |  | N/A | N/A |  | N/A | N/A
96 | 6560 | NEXEN INC. - Balzac Power Station | Canada | Balzac | Alberta | AB | 51.1894 | -113.938 | Combustion Turbine | Natural Gas | Natural Gas | 90 |  |  | N/A | Natural Gas | -- | Natural Gas |  |  |  | N/A |  |  | 1.028 |  | Published Emission Factors | 1.006 | N/A | Published Emission Factors | N/A | N/A |  | 82.505 | N/A | Source Testing | N/A | N/A |  | N/A | N/A |  | N/A | N/A |  | N/A | N/A
203 | 19930 | ATCO Electric Ltd. - Chinchaga Generating Station | Canada | Municipal District 22 | Alberta | AB | 57.5461 | -119.106 | Internal Combustion | Natural Gas | Natural Gas | 1.255 |  |  | N/A | Natural Gas | -- |  |  |  |  | N/A |  |  | 0.548 |  | Published Emission Factors | 0.548 | N/A | Published Emission Factors | N/A | N/A |  | 79.389 | N/A | Published Emission Factors | N/A | N/A |  | N/A | N/A |  | N/A | N/A |  | N/A | N/A
205 | 19932 | ATCO Electric Ltd. - Stowe Creek Generating Statio | Canada | Municipal District 22 | Alberta | AB | 57.0664 | -118.029 | Internal Combustion | Natural Gas | Natural Gas | 1.4 |  |  | N/A | Natural Gas | -- |  |  |  |  | N/A |  |  | 0.506 |  | Published Emission Factors | 0.506 | N/A | Published Emission Factors | N/A | N/A |  | 77.801 | N/A | Published Emission Factors | N/A | N/A |  | N/A | N/A |  | N/A | N/A |  | N/A | N/A
206 | 19933 | ATCO Electric Ltd. - Little Horse Generating Stati | Canada | M.D. of Big Lakes | Alberta | AB | 55.714 | -115.898 | Internal Combustion | Natural Gas | Natural Gas | 2 |  |  | N/A | Natural Gas | -- |  |  |  |  | N/A |  |  | 1.436 |  | Published Emission Factors | 1.436 | N/A | Published Emission Factors | N/A | N/A |  | 74.717 | N/A | Published Emission Factors | N/A | N/A |  | N/A | N/A |  | N/A | N/A |  | N/A | N/A
204 | 19931 | ATCO Electric Ltd. - Fox Lake Generating Station | Canada | Municipal District 23 | Alberta | AB | 58.4837 | -114.499 | -- | -- | N/A | N/A |  |  | N/A | -- | -- |  |  |  |  | N/A |  |  | 2.038 |  | Published Emission Factors | 2.038 | N/A | Published Emission Factors | N/A | N/A |  | 28.989 | N/A | Published Emission Factors | N/A | N/A |  | N/A | N/A |  | N/A | N/A |  | N/A | N/A
171 | 17187 | Maxim Energy Group - Ft. McLeod | Canada | Ft. McLeod | Alberta | AB | 49.7619 | -113.394 | Internal Combustion | Natural Gas | Natural Gas | 4 |  |  | N/A | Natural Gas | -- |  |  |  |  | N/A |  |  | N/A |  |  | N/A | N/A |  | N/A | N/A |  | 10.97 | N/A | Source Testing | N/A | N/A |  | N/A | N/A |  | N/A | N/A |  | N/A | N/A
168 | 17184 | Maxim Energy Group - Taber | Canada | Taber | Alberta | AB | 49.8164 | -112.069 | Internal Combustion | Natural Gas | Natural Gas | 8 |  |  | N/A | Natural Gas | -- |  |  |  |  | N/A |  |  | N/A |  |  | N/A | N/A |  | N/A | N/A |  | 10.43 | N/A | Source Testing | N/A | N/A |  | N/A | N/A |  | N/A | N/A |  | N/A | N/A
170 | 17186 | Maxim Energy Group - Coaldale | Canada | Coaldale | Alberta | AB | 49.7911 | -112.556 | Internal Combustion | Natural Gas | Natural Gas | 6 |  |  | N/A | Natural Gas | -- |  |  |  |  | N/A |  |  | N/A |  |  | N/A | N/A |  | N/A | N/A |  | 5.42 | N/A | Source Testing | N/A | N/A |  | N/A | N/A |  | N/A | N/A |  | N/A | N/A
169 | 17185 | Maxim Energy Group - Burdett | Canada | Burdett | Alberta | AB | 52.5228 | -111.633 | Internal Combustion | Natural Gas | Natural Gas | 7 |  |  | N/A | Natural Gas | -- |  |  |  |  | N/A |  |  | N/A |  |  | N/A | N/A |  | N/A | N/A |  | 5.34 | N/A | Source Testing | N/A | N/A |  | N/A | N/A |  | N/A | N/A |  | N/A | N/A
75 | 4563 | EPCOR GENERATION - Rossdale Thermal Generating Sta | Canada | Edmonton | Alberta | AB | 53.5322 | -113.494 | Steam Generating | Natural Gas | Natural Gas | 221 |  |  | N/A | Natural Gas | -- |  |  |  |  | N/A |  |  | N/A |  |  | N/A | N/A |  | N/A | N/A |  | 2.86 | N/A | Source Testing | N/A | N/A |  | N/A | N/A |  | N/A | N/A |  | N/A | N/A
1 | 267 | EPCOR GENERATION - Genesee Thermal Generating Stat | Canada | Warburg | Alberta | AB | 53.344 | -114.305 | Steam Generating | Subbituminous Coal | Coal | 1315 |  |  | 9301771.94 | Subbituminous Coal | 3689452.9938 |  |  |  |  | 1431.38 | 0.15388 | Source Testing | 580.958 | 0.062457 | Engineering Estimates | 113.965 | 0.012252 | Engineering Estimates | 16680.24 | 1.7932 | Continuous Emission Monitoring | 13635.01 | 1.4659 | Continuous Emission Monitoring | 193.5 | 0.020802 | Source Testing | 8873134.45 | 953.9187 | Mass Balance/Emission Factors | 72.41 | 0.0077845 | Mass Balance/Emission Factors | 241.41 | 0.025953 | Mass Balance/Emission Factors
23 | 2286 | TransAlta Utilities Corporation - Keephills Therma | Canada | Duffield | Alberta | AB | 53.4487 | -114.4491 | Steam Generating | Subbituminous Coal | Coal | 800 |  |  | 5762554.01 | Subbituminous Coal | 2511875.3389 |  |  |  |  | 797.695 | 0.13843 | Source Testing | 534.4 | 0.092737 | Published Emission Factors | 231.294 | 0.040137 | Published Emission Factors | 12626.87 | 2.1912 | Continuous Emission Monitoring | 11008 | 1.9103 | Continuous Emission Monitoring | 109.7 | 0.019037 | Site Specific Emission Factors | 6041060.19 | 1048.3303 | Emission Factors | 67.51 | 0.011715 | Emission Factors | 134.87 | 0.023405 | Emission Factors
5 | 1036 | Alberta Power (2000) Ltd. - Sheerness Generating S | Canada | Hanna | Alberta | AB | 51.5317 | -111.7861 | Steam Generating | Subbituminous Coal | Coal | 750 |  |  | 5892719 | Subbituminous Coal | 2464729.1102 |  |  |  |  | 530.181 | 0.089972 | Source Testing | 389.378 | 0.066078 | Published Emission Factors | 140.738 | 0.023883 | Published Emission Factors | 39187 | 6.6501 | Continuous Emission Monitoring | 10287 | 1.7457 | Continuous Emission Monitoring | 94.789 | 0.016086 | Site Specific Emission Factors | 5927673.51 | 1005.9318 | Mass Balance/Emission Factors | 61.94 | 0.010511 | Mass Balance/Emission Factors | 89.16 | 0.015131 | Mass Balance/Emission Factors
4 | 1033 | Alberta Power (2000) Ltd. - Battle River Generatin | Canada | Forestburg | Alberta | AB | 52.5647 | -112.1414 | Steam Generating | Subbituminous Coal | Coal | 679 |  |  | 5077593 | Subbituminous Coal | 2197853.6923 |  |  |  |  | 1290.684 | 0.25419 | Source Testing | 651.398 | 0.12829 | Site Specific Emission Factors | 423.512 | 0.083408 | Site Specific Emission Factors | 22961 | 4.522 | Continuous Emission Monitoring | 9926 | 1.9549 | Continuous Emission Monitoring | 105.123 | 0.020703 | Site Specific Emission Factors | 5285838.13 | 1041.0126 | Mass Balance/Emission Factors | 51.14 | 0.010072 | Mass Balance/Emission Factors | 74.08 | 0.01459 | Mass Balance/Emission Factors
21 | 2282 | TransAlta Utilities Corporation - Wabamun Thermal | Canada | Wabamun | Alberta | AB | 53.56 | -114.4862 | Steam Generating | Subbituminous Coal | Coal | 300 |  |  | 1848985.97 | Subbituminous Coal | 904306.4532 |  |  |  |  | 449.636 | 0.24318 | Source Testing | 301.654 | 0.16315 | Published Emission Factors | 130.561 | 0.070612 | Published Emission Factors | 6137.15 | 3.3192 | Continuous Emission Monitoring | 3985.96 | 2.1558 | Continuous Emission Monitoring | 49.3 | 0.026663 | Engineering Estimates | 2174857.02 | 1176.2431 | Emission Factors | 26.47 | 0.014316 | Emission Factors | 52.86 | 0.028589 | Emission Factors
56 | 6647 | Shell Canada Energy - Shell Albian Sands Muskeg River Mine | Canada | Ft. McMurray | Alberta | AB | 57.3517 | -111.5222 | Combustion Turbine | Natural Gas | Natural Gas | 170 |  |  | 1108585 | Natural Gas | 24045.0277 | [6 empty] | Published Emission Factors | N/A |  | Published Emission Factors | N/A |  | Published Emission Factors | N/A |  |  | N/A | N/A | Continuous Emission Monitoring | N/A | N/A |  | 1277161 | 1152.0641 | Emission Factors/Engineering Calculations | 64 | 0.057731 | Emission Factors/Engineering Calculations | 22 | 0.019845 | Emission Factors/Engineering Calculations
6 | 1039 | Milner Power Inc. - H.R.Milner Generating Station | Canada | Grande Cache | Alberta | AB | 54.0071 | -119.104 | Conventional Steam Turbine | Subbituminous Coal | Coal | 150 |  |  | 835745.8 | Subbituminous Coal | 380082.5156 |  |  |  |  | 390 | 0.46665 | Source Testing | 94.65 | 0.11325 | Engineering Estimates | 49.38 | 0.059085 | Engineering Estimates | 2202 | 2.6348 | Continuous Emission Monitoring | 1831 | 2.1909 | Continuous Emission Monitoring | 5.51 | 0.0065929 | Source Testing | 914098.45 | 1093.7518 | Emission Factors | 14.93 | 0.017864 | Emission Factors | 16.98 | 0.020317 | Emission Factors
69 | 19219 | TRANSCANADA ENERGY - MacKay River Power Plant | Canada | Fort McMurray | Alberta | AB | 56.6666 | -111.344 | Combustion Turbine | Natural Gas | Natural Gas | 165 |  |  | 1087645.22 | Natural Gas | 13236.8728 | [7 empty] | 11.43 | 0.010509 | Published Emission Factors | 11.43 | 0.010509 | Published Emission Factors | N/A |  |  | 324.65 | 0.29849 | Published Emission Factors | N/A |  |  | 703081.65 | 646.4255 | Emission Factors | 57.47 | 0.052839 | Emission Factors | 29.6 | 0.027215 | Emission Factors
54 | 6627 | Cenovus FCCL Ltd. - Foster Creek SAGD Bitumen Battery | Canada | Bonnyville | Alberta | AB | 55.0696 | -110.5361 | Steam Generating | Canadian Bituminous | Coal | N/A |  |  | 533680.02 | Canadian Bituminous | 0 | [7 empty] | N/A |  | Published Emission Factors | N/A |  | Published Emission Factors | N/A |  | Source Testing | N/A | N/A | Source Testing | N/A | N/A |  | 480243.93 | 899.8724 | Emission Factors/Engineering Calculations | 46.37 | 0.086887 | Emission Factors/Engineering Calculations | 17.89 | 0.033522 | Emission Factors/Engineering Calculations
57 | 6700 | TRANSCANADA ENERGY - Carseland Power Plant | Canada | Carseland | Alberta | AB | 50.847 | -113.591 | Combustion Turbine | Natural Gas | Natural Gas | 80 |  |  | 550879.81 | Natural Gas | 6362.3732 | [7 empty] | 5.43 | 0.009857 | Published Emission Factors | 5.43 | 0.009857 | Published Emission Factors | N/A |  |  | 187.64 | 0.34062 | Published Emission Factors | N/A |  |  | 337939.93 | 613.4549 | Emission Factors | 49.64 | 0.09011 | Emission Factors | 13.47 | 0.024452 | Emission Factors
40 | 5352 | Transalta Ltd/Air Liquid - Fort Saskatchewan | Canada | Fort Saskatchewan | Alberta | AB | 53.7235 | -113.1738 | Combustion Turbine | Natural Gas | Natural Gas | 83.5 |  |  | 259680.21 | Natural Gas | 6225.7473 | Natural gas | [5 empty] | Published Emission Factors | 16.05 | 0.061807 | Published Emission Factors | 5.671 | 0.021838 | Published Emission Factors | N/A |  |  | 85.869 | 0.33067 | Continuous Emission Monitoring | N/A |  |  | 330682.99 | 1273.4239 | Emission Factors | 24.16 | 0.093038 | Emission Factors | 8.39 | 0.032309 | Emission Factors
45 | 6219 | Air Liquide Canada Inc - Scotford | Canada | Fort Saskatchewan | Alberta | AB | 53.7991 | -113.0807 | Combustion Turbine | Natural Gas | Natural Gas | 80 |  |  | 259176.0073 | Natural Gas | 6215.0898 | [7 empty] | N/A |  |  | N/A |  |  | N/A |  |  | N/A | N/A |  | N/A | N/A |  | 330116.91 | 1273.7171 |  | 22.91 | 0.088396 |  | 8.2 | 0.031639
50 | 6609 | Atco Power Canada Ltd - Rainbow 4 and 5 | Canada | Rainbow Lake | Alberta | AB | -- | -- | Combustion Turbine | Natural Gas | Natural Gas | 89 |  |  | 537938 | Natural Gas | 5055.9547 | [7 empty] | 4.642 | 0.0086292 |  | 4.642 | 0.0086292 |  | N/A |  |  | 332.75 | 0.61857 |  | N/A |  |  | 268549 | 499.2192 |  | 21 | 0.039038 |  | 7 | 0.013013
47 | 6576 | City of Medicine Hat - Medicine Hat | Canada | Medicine Hat | Alberta | AB | 50.0411 | -110.7222 | Combustion Turbine | Natural Gas | Natural Gas | 142.1 |  |  | 187824.048 | Natural Gas | 4504.0563 | Natural Gas |  |  |  | 28.49 | 0.15168 | Published Emission Factors | 28.49 | 0.15168 | Published Emission Factors | 28.49 | 0.15168 | Published Emission Factors | N/A |  |  | 673.15 | 3.5839 | Published Emission Factors | N/A |  |  | 239234.7 | 1273.7171 | Emission Factors/Engineering Calculations | 168.01 | 0.89451 | Emission Factors/Engineering Calculations | 6.2 | 0.03301 | Emission Factors/Engineering Calculations
58 | 6701 | TRANSCANADA ENERGY - Redwater Power Plant | Canada | Redwater | Alberta | AB | 53.8194 | -113.142 | Combustion Turbine | Natural Gas | Natural Gas | 40 |  |  | 167036.39 | Natural Gas | 3268.7186 | [7 empty] | 2.83 | 0.016942 | Published Emission Factors | 2.83 | 0.016942 | Published Emission Factors | N/A |  |  | 125.97 | 0.75415 | Published Emission Factors | N/A |  |  | 173619.26 | 1039.4098 | Emission Factors | 421.57 | 2.5238 | Emission Factors | 6.84 | 0.040949 | Emission Factors
67 | 15740 | Calgary Energy Centre No. 2 Inc. - Calgary Energy | Canada | Balzac | Alberta | AB | 51.2159 | -114.005 | Combustion Turbine | Natural Gas | Natural Gas | 300 |  |  | 318782.14 | Natural Gas | 2473.582 | [7 empty] | 2.33 | 0.0073091 | Published Emission Factors | 2.329 | 0.0073059 | Published Emission Factors | N/A |  |  | 55.998 | 0.17566 | Continuous Emission Monitoring | N/A |  |  | 131385.27 | 412.1475 | Emission Factors | 10.12 | 0.031746 | Emission Factors | 3.63 | 0.011387 | Emission Factors
55 | 6633 | EnCana Corporation - Cavalier Power Plant | Canada | Strathmore | Alberta | AB | 51.0069 | -113.193 | Steam Generating | Natural Gas | Natural Gas | 85 |  |  | 280946.31 | Natural Gas | 2229.4836 | [7 empty] | 2.09 | 0.0074391 | Published Emission Factors | 2.08 | 0.0074035 | Published Emission Factors | N/A |  |  | 148.65 | 0.5291 | Continuous Emission Monitoring | N/A |  |  | 118419.89 | 421.5036 | Emission Factors/Engineering Calculations | 11.77 | 0.041894 | Emission Factors/Engineering Calculations | 3.04 | 0.010821 | Emission Factors/Engineering Calculations
51 | 6611 | Atco Power Canada Ltd - Poplar Hill | Canada | Grande Prairie | Alberta | AB | 55.3396 | -119.221 | Combustion Turbine | Natural Gas | Natural Gas | 43 |  |  | 28425 | Natural Gas | 332.7849 | [7 empty] | N/A |  |  | 0.306 | 0.010765 | Published Emission Factors | N/A |  |  | N/A | N/A |  | N/A | N/A |  | 17676 | 621.847 | Emission Factors | 1 | 0.03518 | Emission Factors |  |  | Emission Factors
52 | 6613 | Alberta Power (2000) Ltd. - Rainbow Lake 1 to 3 | Canada | Rainbow Lake | Alberta | AB | 58.4471 | -119.238 | Combustion Turbine | Natural Gas | Natural Gas | 85 |  |  | 14054 | Natural Gas | 286.7531 | [7 empty] | N/A |  |  | N/A |  |  | N/A |  |  | 98 | 6.9731 | Site Specific Emission Factors | N/A |  |  | 15231 | 1083.7484 | Emission Factors | 1 | 0.071154 | Emission Factors | 0.4 | 0.028462 | Emission Factors
53 | 6615 | ATCO POWER CANADA LTD - Valley View 1 | Canada | Valleyview | Alberta | AB | 54.9396 | -117.1825 | Combustion Turbine | Natural Gas | Natural Gas | 46 |  |  | 7467 | Natural Gas | 86.1144 | [7 empty] | N/A |  |  | N/A |  |  | N/A |  |  | N/A | N/A |  | N/A | N/A |  | 4574 | 612.5619 | Emission Factors |  |  | Emission Factors |  |  | Emission Factors
70 | 345 | Atco Power Canada Ltd - Sturgeon | Canada | Valleyview | Alberta | AB | -- | -- | Combustion Turbine | Natural Gas | Natural Gas | 18 |  |  | 873.42 | Natural Gas | 23.0065 | [7 empty] | N/A |  |  | N/A |  |  | N/A |  |  | N/A | N/A |  | N/A | N/A |  | 1222 | 1399.0978
200 | 19927 | ATCO Electric Ltd. - Chipewyan Lake Generating Sta | Canada | Opportunity, M.D. 17 | Alberta | AB | 56.9371 | -113.481 | Internal Combustion | Diesel | Other Fuels | 0.305 |  |  | N/A | Diesel | -- |  |  |  |  | N/A |  |  | 0.884 |  | Published Emission Factors | 0.884 | N/A | Published Emission Factors | N/A | N/A |  | N/A | N/A |  | N/A | N/A |  | N/A | N/A |  | N/A | N/A |  | N/A | N/A
202 | 19929 | ATCO Electric Ltd. - Narrows Point Generating Stat | Canada | M.D. of Big Lakes | Alberta | AB | 55.4836 | -115.394 | Internal Combustion | Diesel | Other Fuels | 0.17 |  |  | N/A | Diesel | -- |  |  |  |  | N/A |  |  | N/A |  |  | 0.437 | N/A | Published Emission Factors | N/A | N/A |  | N/A | N/A |  | N/A | N/A |  | N/A | N/A |  | N/A | N/A |  | N/A | N/A
207 | 19934 | ATCO Electric Ltd. - Fort Chipewyan Generating Sta | Canada | Fort Chipewyan | Alberta | AB | 58.7276 | -111.136 | Internal Combustion | Diesel | Other Fuels | 4.795 |  |  | N/A | Diesel | -- |  |  |  |  | N/A |  |  | 11.528 |  | Published Emission Factors | 11.528 | N/A | Published Emission Factors | N/A | N/A |  | 163.996 | N/A | Published Emission Factors | N/A | N/A |  | N/A | N/A |  | N/A | N/A |  | N/A | N/A
22 | 2284 | TransAlta Utilities Corporation - Sundance Thermal | Canada | Duffield | Alberta | AB | 53.5085 | -114.5571 | Steam Generating | Subbituminous Coal | Coal | 2158 |  |  | 15116033.56 | Subbituminous Coal | 6565689.0187 |  |  |  |  | 2864.957 | 0.18953 | Source Testing | 1004.881 | 0.066478 | Published Emission Factors | 830.557 | 0.054945 | Published Emission Factors | 30531.5 | 2.0198 | Continuous Emission Monitoring | 25786.88 | 1.7059 | Continuous Emission Monitoring | 318.4 | 0.021064 | Engineering Estimates | 15790482.09 | 1044.6181 | Emission Factors | 180.71 | 0.011955 | Emission Factors | 360.41 | 0.023843 | Emission Factors
201 | 19928 | ATCO Electric Ltd. - Garden River Generating Stati | Canada | Municipal District 23 | Alberta | AB | 58.6952 | -114.005 | Internal Combustion | Diesel | Other Fuels | 1.29 |  |  | N/A | Diesel | -- |  |  |  |  | N/A |  |  | 3.091 |  | Published Emission Factors | 3.091 | N/A | Published Emission Factors | N/A | N/A |  | 43.973 | N/A | Published Emission Factors | N/A | N/A |  | N/A | N/A |  | N/A | N/A |  | N/A | N/A
71 | 269 | EPCOR GENERATION - Clover Bar Thermal Generating S | Canada | Edmonton | Alberta | AB | 53.5873 | -113.363 | Internal Combustion | Waste Gas | Other Fuels | 5.4 |  |  | N/A | Waste Gas | -- |  |  |  |  | N/A |  |  | N/A |  |  | N/A | N/A |  | N/A | N/A |  | 23.16 | N/A | Continuous Emission Monitoring | N/A | N/A |  | N/A | N/A |  | N/A | N/A |  | N/A | N/A

## Plant_info
Variable | AB - AB Newsprint Hr Avg MW | AB - Air Liquide Scotford #1 Hr Avg MW | AB - AltaGas Harmattan Hr Avg MW | AB - APF Athabasca Hr Avg MW | AB - Ardenville Wind Hr Avg MW | AB - ATCO Scotford Upgrader Hr Avg MW | AB - Bantry Hr Avg MW | AB - Base Plant Hr Avg MW | AB - Battle River#3 Hr Avg MW | AB - Battle River#4 Hr Avg MW | AB - Battle River#5 Hr Avg MW | AB - Bear Creek 2 Hr Avg MW | AB - Bear Creek Hr Avg MW | AB - Bighorn Hr Avg MW | AB - Blackspring Ridge Hr Avg MW | AB - Blue Trail Wind Hr Avg MW | AB - Bow River Hydro Hr Avg MW | AB - Brazeau Hr Avg MW | AB - Buck Lake Hr Avg MW | AB - BUL1 Bull Creek Hr Avg MW | AB - BUL2 Bull Creek Hr Avg MW | AB - Calpine Hr Avg MW | AB - Camrose Hr Avg MW | AB - Cancarb Medicine Hat Hr Avg MW | AB - Carseland Cogen Hr Avg MW | AB - Carson Creek Hr Avg MW | AB - Castle River #1 Hr Avg MW | AB - Castle Rock Wind Farm Hr Avg MW | AB - Cavalier Hr Avg MW | AB - Chin Chute Hr Avg MW | AB - Christina Lake Hr Avg MW | AB - Cloverbar #1 Hr Avg MW | AB - Cloverbar #2 Hr Avg MW | AB - Cloverbar #3 Hr Avg MW | AB - CNRL Horizon Hr Avg MW | AB - Cowley Ridge Hr Avg MW | AB - Cowley Ridge 1 Hr Avg MW | AB - CRS1 Crossfield #1 Hr Avg MW | AB - CRS2 Crossfield #2 Hr Avg MW | AB - CRS3 Crossfield #3 Hr Avg MW | AB - CUPC Oldman River Hr Avg MW | AB - Daishowa Hr Avg MW | AB - Dickson Dam Hr Avg MW | AB - DOW Hydrocarbon Hr Avg MW | AB - Drayton Valley Power Hr Avg MW | AB - Drywood Hr Avg MW | AB - Encana Foster Creek Hr Avg MW | AB - ENMAX Shepard Hr Avg MW | AB - Enmax Taber Hr Avg MW | AB - Firebag Hr Avg MW | AB - Fort Hills Hr Avg MW | AB - Fort Nelson Hr Avg MW | AB - Genesee #1 Hr Avg MW | AB - Genesee #2 Hr Avg MW | AB - Genesee #3 Hr Avg MW | AB - Ghost Pine Hr Avg MW | AB - Gold Creek Hr Avg MW | AB - Grande Prairie EcoPower Hr Avg MW | AB - H R Milner Hr Avg MW | AB - Halkirk Wind Power Facility Hr Avg MW | AB - High River Hr Avg MW | AB - House Mountain Hr Avg MW | AB - Irrican Hydro Hr Avg MW | AB - Joffre #1 Hr Avg MW | AB - Judy Creek Hr Avg MW | AB - Bellshill Hr Avg MW | AB - Kearl Hr Avg MW | AB - Keephills #1 Hr Avg MW | AB - Keephills #2 Hr Avg MW | AB - Keephills #3 Hr Avg MW | AB - Kettles Hill Wind Hr Avg MW | AB - Lethbridge Burdett Hr Avg MW | AB - Lethbridge Coaldale Hr Avg MW | AB - Lethbridge Taber Hr Avg MW | AB - Lindbergh Hr Avg MW | AB - MacKay River Hr Avg MW | AB - Mahkeses Hr Avg MW | AB - McBride Lake Hr Avg MW | AB - Medicine Hat Hr Avg MW | AB - MEG1 Christina Lake Hr Avg MW | AB - Mulligan Hr Avg MW | AB - Muskeg River Hr Avg MW | AB - Nabiye Hr Avg MW | AB - Nexen Inc #1 Hr Avg MW | AB - Nexen Inc #2 Hr Avg MW | AB - Northern Prairie Power Project Hr Avg MW | AB - NPC1 Denis St Pierre Hr Avg MW | AB - NPC2 JL Landry Hr Avg MW | AB - NRGreen Cogen Hr Avg MW | AB - Oldman 2 Wind Farm 1 Hr Avg MW | AB - Parkland Hr Avg MW | AB - Poplar Creek Hr Avg MW | AB - Poplar Hill Hr Avg MW | AB - Primrose #1 Hr Avg MW | AB - Rainbow #1 Hr Avg MW | AB - Rainbow #2 Hr Avg MW | AB - Rainbow #3 Hr Avg MW | AB - Rainbow #5 Hr Avg MW | AB - Rainbow Lake #1 Hr Avg MW | AB - Ralston Hr Avg MW | AB - Raymond Reservoir Hr Avg MW | AB - Redwater Cogen Hr Avg MW | AB - Sheerness #1 Hr Avg MW | AB - Sheerness #2 Hr Avg MW | AB - Shell Caroline Hr Avg MW | AB - Slave Lake Hr Avg MW | AB - Soderglen Wind Hr Avg MW | AB - Summerview 1 Hr Avg MW | AB - Summerview 2 Hr Avg MW | AB - Suncor Chin Chute Hr Avg MW | AB - Suncor Magrath Hr Avg MW | AB - Suncor Wintering Hills Hr Avg MW | AB - Sundance #1 Hr Avg MW | AB - Sundance #2 Hr Avg MW | AB - Sundance #3 Hr Avg MW | AB - Sundance #4 Hr Avg MW | AB - Sundance #5 Hr Avg MW | AB - Sundance #6 Hr Avg MW | AB - Syncrude Hr Avg MW | AB - Talisman Edson Hr Avg MW | AB - Taylor Hydro 1 Hr Avg MW | AB - U of A Hr Avg MW | AB - U of C Hr Avg MW | AB - Valley View #1 Hr Avg MW | AB - Wabamun #4 Hr Avg MW | AB - Valley View 2 Hr Avg MW | AB - Weldwood #1 Hr Avg MW | AB - Weldwood #2 Hr Avg MW | AB - West Cadotte Hr Avg MW | AB - Westlock Hr Avg MW | AB - Weyerhaeuser Hr Avg MW | AB - Whitecourt Power Hr Avg MW | AB - Taylor Wind Hr Avg MW | AB - Sturgeon #1 Hr Avg MW | AB - Sturgeon #2 Hr Avg MW | AB - Brooks Solar Hr Avg MW | AB - Wind 12 Hr Forecast Max MW | AB - Wind 12 Hr Forecast Min MW | AB - Wind 12 Hr Forecast Most Likely MW | AB - Wind 7 Day Capability Availability Factor % | AB - Wind 7 Day Forecast Max MW | AB - Wind 7 Day Forecast Min MW | AB - Wind 7 Day Forecast Most Likely MW | AB - Actual Demand Load MW | AB - Actual Hourly Pool Price Price CAD/MWh | AB - Alberta Internal Load Hr Avg MW | AB - Net-To-Grid Hr Avg MW | AB - BC Hydro Imp/Exp Hr Avg MW | AB - BC Hydro Imp Hr Avg MW | AB - BC Hydro Exp Hr Avg MW | AB - Montana Imp/Exp Hr Avg MW | AB - Montana Imp Hr Avg MW | AB - Montana Exp Hr Avg MW | AB - Saskpower Imp/Exp AB Hr Avg MW | AB - Saskpower Imp AB Hr Avg MW | AB - Saskpower Exp AB Hr Avg MW | AB - WECC Imp/Exp Hr Avg MW | AB - WECC Exp Hr Avg MW | AB - WECC Imp Hr Avg MW | AB - Interchange Hr Avg MW | AB - Cont Reserve Reqd Hr Avg MW | AB - Disp Cont Reserve Gen Hr Avg MW | AB - Disp Cont Reserve Hr Avg MW | AB - Disp Cont Reserve Other Hr Avg MW | AB - Wind Generation Unit Net MW | SPMT MT Import | SPP Small Power Producers | TMR | SPSK Sask Import Unit | SPX7 SPC BC Export 1 | SPXA SPC Export from SPC | SPXM MT Export | SPBC BC Import Unit |  | ABCP | APXB | CWBC | CWSK | CWXB | CWXS | ECBC | ECMT | EEBC | EEXB | EMXB | EMXM | ESBC | ESXB | MASK | MGXB | MOMT | MOXB | MOXM | PW20 | PWBC | PWMT | SHBC | SHSK | SHXB | SHXM | SHXS | TEBC | TEE1 | #REF! | #REF! | #REF! | #REF! | #REF! | #REF! | #REF! | #REF! | #REF! | #REF! | #REF! | #REF! | #REF!
ID | ANC1 | ALS1 | HMT1 | AFG1 | ARD1 | APS1 | ALP1 | SCR1 | BR3 | BR4 | BR5 | BCRK | BCR2 | BIG | BSR1 | BTR1 | BOW1 | BRA | PW01 | BUL1 | BUL2 | CAL1 | CRG1 | CCMH | TC01 | GEN5 | CR1 | CRR1 | EC01 | CHIN | CL01 | ENC1 | ENC2 | ENC3 | CNR5 | CRE3 | CRW1 | CRS1 | CRS2 | CRS3 | OMRH | DAI1 | DKSN | DOWG | DV1 | DRW1 | EC04 | EGC1 | TAB1 | SCR6 | FH1 | FNG1 | GN1 | GN2 | GN3 | NEP1 | GOC1 | GPEC | HRM | HAL1 | MFG1 | HSM1 | ICP1 | JOF1 | GEN6 | BHL1 | IOR3 | KH1 | KH2 | KH3 | KHW1 | ME03 | ME04 | ME02 | PEC1 | MKRC | IOR1 | AKE1 | CMH1 | MEG1 | MUL1 | MKR1 | IOR2 | NX01 | NX02 | NPP1 | NPC1 | NPC2 | NRG3 | OWF1 | ALP2 | SCR5 | PH1 | PR1 | RB1 | RB2 | RB3 | RB5 | RL1 | NAT1 | RYMD | TC02 | SH1 | SH2 | SHCG | SLP1 | GWW1 | IEW1 | IEW2 | SCR3 | SCR2 | SCR4 | SD1 | SD2 | SD3 | SD4 | SD5 | SD6 | SCL1 | TLM2 | TAY1 | UOA1 | UOC1 | VVW1 | WB4 | VVW2 | WWD1 | WWD2 | WCD1 | WST1 | WEY1 | EAGL | TAY2 | ST1 | ST2 | BSC1 | WIND_12hr_MAX | WIND_12hr_MIN | WIND_12hr_ML | WIND_7d_CAP | WIND_7d_MAX | WIND_7d_MIN | WIND_7d_ML | Demand | Price | AIL | NTG | AB_BC | AB_BC_IMP | AB_BC_EXP | AB_MON | AB_MON_IMP | AB_MON_EXP | AB_SK | AB_SK_IMP | AB_SK_EXP | AB_WECC | AB_WECC_Exp | AB_WECC_Imp | AB_IMP | AB_CR_REQ | AB_CR_GEN | AB_CR_DISP | AB_CR_OTHER | WIND_NET | SPMT | SPP | TMR | SPSK | SPX7 | SPXA | SPXM | SPBC | ABCP | APXB | CWBC | CWSK | CWXB | CWXS | ECBC | ECMT | EEBC | EEXB | EMXB | EMXM | ESBC | ESXB | MASK | MGXB | MOMT | MOXB | MOXM | PW20 | PWBC | PWMT | SHBC | SHSK | SHXB | SHXM | SHXS | TEBC | TEE1 | SHMT | ECSK | MGXM | MGXS | EMXS | MGMT | REXM | CWXM | REBC | REXB | MOBC | CWMT | MGBC
AESO_Name | AB Newsprint (ANC1) | Air Liquide Scotford #1 (ALS1) | AltaGas Harmattan (HMT1) | APF Athabasca (AFG1)* | Ardenville Wind (ARD1)* | ATCO Scotford Upgrader (APS1) | AltaGas Bantry (ALP1) | Base Plant (SCR1) | Battle River #3 (BR3) | Battle River #4 (BR4) | Battle River #5 (BR5) | Bear Creek 1 (BCRK) | Bear Creek 2 (BCR2) | Bighorn Hydro (BIG) | Blackspring Ridge (BSR1)* | Blue Trail Wind (BTR1)* | Bow River Hydro (BOW1) | Brazeau Hydro (BRA) | BuckLake (PW01) | BUL1 Bull Creek (BUL1)* | BUL2 Bull Creek (BUL2)* | ENMAX Calgary Energy Centre (CAL1) | Camrose (CRG1)* | Cancarb Medicine Hat (CCMH) | Carseland Cogen (TC01) | Carson Creek (GEN5) | Castle River #1 (CR1)* | Castle Rock Wind Farm (CRR1)* | Cavalier (EC01) | Chin Chute (CHIN) | Christina Lake (CL01) | Cloverbar #1 (ENC1) | Cloverbar #2 (ENC2) | Cloverbar #3 (ENC3) | CNRL Horizon (CNR5)* | Cowley Ridge (CRE3)* | Cowley Ridge (CRW1)* | Crossfield Energy Centre #1 (CRS1) | Crossfield Energy Centre #2 (CRS2) | Crossfield Energy Centre #3 (CRS3) | CUPC Oldman River (OMRH) | DAI1 Daishowa (DAI1) | Dickson Dam (DKSN) | Dow Hydrocarbon (DOWG) | Drayton Valley (DV1) | Drywood (DRW1) | Foster Creek (EC04) | Shepard (EGC1) | Enmax Taber (TAB1)* | Firebag (SCR6) | Fort Hills (FH1) | Fort Nelson (FNG1) | Genesee #1 (GN1) | Genesee #2 (GN2) | Genesee #3 (GN3) | Ghost Pine (NEP1)* | Gold Creek Facility (GOC1) | Grande Prairie EcoPower (GPEC) | H.R. Milner (HRM) | Halkirk Wind Power Facility (HAL1)* | High River (MFG1)* | House Mountain (HSM1) | Irrican Hydro (ICP1) | Joffre #1 (JOF1) | Judy Creek (GEN6) | Bellshill (BHL1) | Kearl (IOR3) | Keephills #1 (KH1) | Keephills #2 (KH2) | Keephills #3 (KH3) | Kettles Hill (KHW1)* | Lethbridge Burdett (ME03) | Lethbridge Coaldale (ME04) | Lethbridge Taber (ME02) | Lindbergh (PEC1)* | MacKay River (MKRC) | Mahkeses (IOR1) | McBride Lake Windfarm (AKE1)* | Medicine Hat #1 (CMH1) | MEG1 Christina Lake (MEG1) | Mulligan (MUL1) | Muskeg River (MKR1) | Nabiye (IOR2)* | Nexen Inc #1 (NX01) | Nexen Inc #2 (NX02) | Northern Prairie Power Project (NPP1) | NPC1 Denis St. Pierre (NPC1) | NPC2 JL Landry (NPC2) | NRGreen (NRG3) | Oldman 2 Wind Farm 1 (OWF1)* | AltaGas Parkland (ALP2) | Poplar Creek (SCR5) | Poplar Hill #1 (PH1) | Primrose #1 (PR1) | Rainbow #1 (RB1) | Rainbow #2 (RB2) | Rainbow #3 (RB3) | Rainbow #5 (RB5) | Rainbow Lake #1 (RL1) | Ralston (NAT1) | Raymond Reservoir (RYMD) | Redwater Cogen (TC02) | Sheerness #1 (SH1) | Sheerness #2 (SH2) | Shell Caroline (SHCG)* | Slave Lake (SLP1)* | Soderglen Wind (GWW1)* | Summerview 1 (IEW1)* | Summerview 2 (IEW2)* | Suncor Chin Chute (SCR3)* | Suncor Magrath (SCR2)* | Wintering Hills (SCR4)* | Sundance #1 (SD1) | Sundance #2 (SD2) | Sundance #3 (SD3) | Sundance #4 (SD4) | Sundance #5 (SD5) | Sundance #6 (SD6) | Syncrude #1 (SCL1)* | Edson (TLM2) | Taylor Hydro (TAY1) | University of Alberta (UOA1)* | U of C Generator (UOC1)* | Valley View 1 (VVW1) | Wabamun #4 (WB4) | Valley View 2 (VVW2) | Weldwood #1 (WWD1)* | Weldwood #2 (WWD2) | West Cadotte (WCD1) | Westlock (WST1) | Weyerhaeuser (WEY1) | Whitecourt Power (EAGL) | Taylor Wind (TAY2) | Sturgeon 1 (ST1) | Sturgeon 2 (ST2) | Brooks Solar (BSC1) | AB - Wind 12 Hr Forecast Max MW | AB - Wind 12 Hr Forecast Min MW | AB - Wind 12 Hr Forecast Most Likely MW | AB - Wind 7 Day Capability Availability Factor % | AB - Wind 7 Day Forecast Max MW | AB - Wind 7 Day Forecast Min MW | AB - Wind 7 Day Forecast Most Likely MW | AB - Actual Demand Load MW | AB - Actual Hourly Pool Price Price CAD/MWh | AB - Alberta Internal Load Hr Avg MW | AB - Net-To-Grid Hr Avg MW | AB - BC Hydro Imp/Exp Hr Avg MW | AB - BC Hydro Imp Hr Avg MW | AB - BC Hydro Exp Hr Avg MW | AB - Montana Imp/Exp Hr Avg MW | AB - Montana Imp Hr Avg MW | AB - Montana Exp Hr Avg MW | AB - Saskpower Imp/Exp AB Hr Avg MW | AB - Saskpower Imp AB Hr Avg MW | AB - Saskpower Exp AB Hr Avg MW | AB - WECC Imp/Exp Hr Avg MW | AB - WECC Exp Hr Avg MW | AB - WECC Imp Hr Avg MW | AB - Interchange Hr Avg MW | AB - Cont Reserve Reqd Hr Avg MW | AB - Disp Cont Reserve Gen Hr Avg MW | AB - Disp Cont Reserve Hr Avg MW | AB - Disp Cont Reserve Other Hr Avg MW | AB - Wind Generation Unit Net MW | SPMT MT Import | SPP Small Power Producers | Transmission Must Run | SPSK Sask Import Unit | SPX7 SPC BC Export 1 | SPXA SPC Export from SPC | SPXM MT Export | SPBC BC Import Unit | ATCO Power Canada Ltd. | ATCO Power Canada Ltd. | Canadian Wood Products Montreal Inc. | Canadian Wood Products Montreal Inc. | Canadian Wood Products Montreal Inc. | Canadian Wood Products Montreal Inc. | Capital Power GP Holdings Inc. | Capital Power GP Holdings Inc. | ENMAX Energy Marketing Inc. | ENMAX Energy Marketing Inc. | Capital Power GP Holdings Inc. | Capital Power GP Holdings Inc. | TransCanada Energy Sales Ltd. | TransCanada Energy Sales Ltd. | The Manitoba Hydro-Electric Board | MAG Energy Solutions Inc. | Morgan Stanley Capital Group Inc. | Morgan Stanley Capital Group Inc. | Morgan Stanley Capital Group Inc. | Powerex Corp. | Powerex Corp. | Powerex Corp. | Shell Energy North America (Canada) Inc. | Shell Energy North America (Canada) Inc. | Shell Energy North America (Canada) Inc. | Shell Energy North America (Canada) Inc. | Shell Energy North America (Canada) Inc. | TransAlta Energy Marketing Corp. | TransAlta Energy Marketing Corp. | SHMT CECI MT Import | ECSK ENCR Sask Import Unit | MGXM MAG MT Export | MGXS MAG SK Export | EMXS ENCR SK Export | MGMT MAG MT Import | REXM REMC MT export | CWXM CAWP MT Export | REBC REMC BC Import | REXB REMC BC Export | MOBC MSCG Import from BC | CWMT CAWP MT Import | MGBC MAGE BC Import
Capacity | 63 | 96 | 45 | 131 | 68.2 | 195 | 7 | 50 | 149 | 155 | 385 | 64 | 36 | 120 | 300 | 66 | 320 | 350 | 5 | 13.65 | 16 | 320 | 10 | 42 | 95 | 15 | 39 | 77 | 120 | 15 | 101 | 48 | 101 | 101 | 203 | 20 | 20 | 48 | 48 | 48 | 32 | 52 | 15 | 326 | 11 | 6 | 98 | 860 | 81 | 473 | 199 | 73 | 400 | 400 | 466 | 82 | 5 | 27 | 144 | 150 | 16 | 6 | 7 | 474 | 15 | 5 | 84 | 395 | 395 | 463 | 63 | 7 | 6 | 8 | 16 | 207 | 180 | 73.3 | 255 | 202 | 5 | 202 | 195 | 120 | 220 | 105 | 11 | 9 | 16 | 46 | 10 | 376 | 48 | 100 | 26 | 40 | 21 | 50 | 47 | 20 | 21 | 92 | 400 | 390 | 19 | 9 | 71 | 66 | 66 | 30 | 30.2 | 88 | 280 | 280 | 368 | 406 | 406 | 401 | 510 | 13 | 14 | 39 | 12 | 50 | 272 | 50 | 50 | 50 | 20 | 18 | 48 | 25 | 14 | 10 | 8 | 15 | NA | NA | NA | NA | NA | NA | NA | NA | NA | NA | NA | NA | NA | NA | NA | NA | NA | 155 | 155 | 155 | 1045 | 935 | 1045 | NA | NA | NA | NA | NA |  | Active | 18 | 244 | Active | Active | Active | Active | Active | Active | Active | Active | Active | Active | Active | Active | Active | Active | Active | Active | Active | Active | Active | Active | Active | Active | Active | Active | Active | Active | Active | Active | Active | Active | Active | Active | Active | Active | Active | Active | Active | Active | Active | Active | Active | Active | Active | Active | Active | Active | Active
Plant_Type | SCGT | COGEN | COGEN | OTHER | WIND | COGEN | SCGT | COGEN | COAL | COAL | COAL | COGEN | COGEN | HYDRO | WIND | WIND | HYDRO | HYDRO | COGEN | WIND | WIND | NGCC | COGEN | OTHER | COGEN | SCGT | WIND | WIND | NGCC | HYDRO | COGEN | SCGT | SCGT | SCGT | COGEN | WIND | WIND | SCGT | SCGT | SCGT | HYDRO | OTHER | HYDRO | COGEN | OTHER | SCGT | COGEN | NGCC | WIND | COGEN | COGEN | NGCC | COAL | COAL | COAL | WIND | OTHER | OTHER | COAL | WIND | SCGT | SCGT | HYDRO | COGEN | SCGT | SCGT | COGEN | COAL | COAL | COAL | WIND | SCGT | SCGT | SCGT | COGEN | COGEN | COGEN | WIND | NGCC | COGEN | COGEN | COGEN | COGEN | NGCC | COGEN | SCGT | SCGT | SCGT | OTHER | WIND | SCGT | COGEN | SCGT | COGEN | SCGT | SCGT | SCGT | SCGT | COGEN | SCGT | HYDRO | COGEN | COAL | COAL | COGEN | OTHER | WIND | WIND | WIND | WIND | WIND | WIND | COAL | COAL | COAL | COAL | COAL | COAL | COGEN | COGEN | HYDRO | COGEN | COGEN | SCGT | COAL | SCGT | OTHER | OTHER | SCGT | OTHER | OTHER | OTHER | WIND | SCGT | SCGT | SOLAR | WIND_FCAST | WIND_FCAST | WIND_FCAST | WIND_FCAST | WIND_FCAST | WIND_FCAST | WIND_FCAST | TOTAL | PRICE | TOTAL | TOTAL | TRADE | IMPORT | EXPORT | TRADE | IMPORT | EXPORT | TRADE | IMPORT | EXPORT | TRADE | EXPORT | IMPORT | TOTAL | CR | CR | CR | CR | TOTAL | TRADE | OTHER | OTHER | TRADE | TRADE | TRADE | TRADE | TRADE | TRADE | TRADE | TRADE | TRADE | TRADE | TRADE | TRADE | TRADE | TRADE | TRADE | TRADE | TRADE | TRADE | TRADE | TRADE | TRADE | TRADE | TRADE | TRADE | TRADE | TRADE | TRADE | TRADE | TRADE | TRADE | TRADE | TRADE | TRADE | TRADE | TRADE | TRADE | TRADE | TRADE | TRADE | TRADE | TRADE | TRADE | TRADE | TRADE | TRADE | TRADE | TRADE
Plant_Fuel | GAS | GAS | GAS | OTHER | WIND | GAS | GAS | GAS | COAL | COAL | COAL | GAS | GAS | HYDRO | WIND | WIND | HYDRO | HYDRO | GAS | WIND | WIND | GAS | GAS | OTHER | GAS | GAS | WIND | WIND | GAS | HYDRO | GAS | GAS | GAS | GAS | GAS | WIND | WIND | GAS | GAS | GAS | HYDRO | OTHER | HYDRO | GAS | OTHER | GAS | GAS | GAS | WIND | GAS | GAS | GAS | COAL | COAL | COAL | WIND | OTHER | OTHER | COAL | WIND | GAS | GAS | HYDRO | GAS | GAS | GAS | GAS | COAL | COAL | COAL | WIND | GAS | GAS | GAS | GAS | GAS | GAS | WIND | GAS | GAS | GAS | GAS | GAS | GAS | GAS | GAS | GAS | GAS | OTHER | WIND | GAS | GAS | GAS | GAS | GAS | GAS | GAS | GAS | GAS | GAS | HYDRO | GAS | COAL | COAL | GAS | OTHER | WIND | WIND | WIND | WIND | WIND | WIND | COAL | COAL | COAL | COAL | COAL | COAL | GAS | GAS | HYDRO | GAS | GAS | GAS | COAL | GAS | OTHER | OTHER | GAS | OTHER | OTHER | OTHER | WIND | GAS | GAS | SOLAR | WIND_FCAST | WIND_FCAST | WIND_FCAST | WIND_FCAST | WIND_FCAST | WIND_FCAST | WIND_FCAST | TOTAL | PRICE | TOTAL | TOTAL | TRADE | IMPORT | EXPORT | TRADE | IMPORT | EXPORT | TRADE | IMPORT | EXPORT | TRADE | EXPORT | IMPORT | TOTAL | CR | CR | CR | CR | TOTAL | Import | OTHER | OTHER | Import | Export | Export | Export | Import | Import | Export | Import | Import | Export | Export | Import | Import | Import | Export | Export | Export | Import | Export | Import | Export | Import | Export | Export | Export | Import | Import | Import | Import | Export | Export | Export | Import | Export | Import | Import | Import | Import | Import | Import | Import | Import | Import | Import | Import | Import | Import
NRG_Stream | AB - AB Newsprint Hr Avg MW | AB - Air Liquide Scotford #1 Hr Avg MW | AB - AltaGas Harmattan Hr Avg MW | AB - APF Athabasca Hr Avg MW | AB - Ardenville Wind Hr Avg MW | AB - ATCO Scotford Upgrader Hr Avg MW | AB - Bantry Hr Avg MW | AB - Base Plant Hr Avg MW | AB - Battle River#3 Hr Avg MW | AB - Battle River#4 Hr Avg MW | AB - Battle River#5 Hr Avg MW | AB - Bear Creek 2 Hr Avg MW | AB - Bear Creek Hr Avg MW | AB - Bighorn Hr Avg MW | AB - Blackspring Ridge Hr Avg MW | AB - Blue Trail Wind Hr Avg MW | AB - Bow River Hydro Hr Avg MW | AB - Brazeau Hr Avg MW | AB - Buck Lake Hr Avg MW | AB - BUL1 Bull Creek Hr Avg MW | AB - BUL2 Bull Creek Hr Avg MW | AB - Calpine Hr Avg MW | AB - Camrose Hr Avg MW | AB - Cancarb Medicine Hat Hr Avg MW | AB - Carseland Cogen Hr Avg MW | AB - Carson Creek Hr Avg MW | AB - Castle River #1 Hr Avg MW | AB - Castle Rock Wind Farm Hr Avg MW | AB - Cavalier Hr Avg MW | AB - Chin Chutte Hr Avg MW | AB - Christina Lake Hr Avg MW | AB - Cloverbar #1 Hr Avg MW | AB - Cloverbar #2 Hr Avg MW | AB - Cloverbar #3 Hr Avg MW | AB - CNRL Horizon Hr Avg MW | AB - Cowley Ridge Hr Avg MW | AB - Cowley Ridge 1 Hr Avg MW | AB - CRS1 Crossfield #1 Hr Avg MW | AB - CRS2 Crossfield #2 Hr Avg MW | AB - CRS3 Crossfield #3 Hr Avg MW | AB - CUPC Oldman River Hr Avg MW | AB - Daishowa Hr Avg MW | AB - Dickson Dam Hr Avg MW | AB - DOW Hydrocarbon Hr Avg MW | AB - Drayton Valley Power Hr Avg MW | AB - Drywood Hr Avg MW | AB - Encana Foster Creek Hr Avg MW | AB - ENMAX Shepard Hr Avg MW | AB - Enmax Taber Hr Avg MW | AB - Firebag Hr Avg MW | AB - Fort Hills Hr Avg MW | AB - Fort Nelson Hr Avg MW | AB - Genesee #1 Hr Avg MW | AB - Genesee #2 Hr Avg MW | AB - Genesee #3 Hr Avg MW | AB - Ghost Pine Hr Avg MW | AB - Gold Creek Hr Avg MW | AB - Grande Prairie EcoPower Hr Avg MW | AB - H R Milner Hr Avg MW | AB - Halkirk Wind Power Facility Hr Avg MW | AB - High River Hr Avg MW | AB - House Mountain Hr Avg MW | AB - Irrican Hydro Hr Avg MW | AB - Joffre #1 Hr Avg MW | AB - Judy Creek Hr Avg MW | AB - Bellshill Hr Avg MW | AB - Kearl Hr Avg MW | AB - Keephills #1 Hr Avg MW | AB - Keephills #2 Hr Avg MW | AB - Keephills #3 Hr Avg MW | AB - Kettles Hill Wind Hr Avg MW | AB - Lethbridge Burdett Hr Avg MW | AB - Lethbridge Coaldale Hr Avg MW | AB - Lethbridge Taber Hr Avg MW | AB - Lindbergh Hr Avg MW | AB - MacKay River Hr Avg MW | AB - Mahkeses Hr Avg MW | AB - McBride Lake Hr Avg MW | AB - Medicine Hat Hr Avg MW | AB - MEG1 Christina Lake Hr Avg MW | AB - Mulligan Hr Avg MW | AB - Muskeg River Hr Avg MW | AB - Nabiye Hr Avg MW | AB - Nexen Inc #1 Hr Avg MW | AB - Nexen Inc #2 Hr Avg MW | AB - Northern Prairie Power Project Hr Avg MW | AB - NPC1 Denis St Pierre Hr Avg MW | AB - NPC2 JL Landry Hr Avg MW | AB - NRGreen Cogen Hr Avg MW | AB - Oldman 2 Wind Farm 1 Hr Avg MW | AB - Parkland Hr Avg MW | AB - Poplar Creek Hr Avg MW | AB - Poplar Hill Hr Avg MW | AB - Primrose #1 Hr Avg MW | AB - Rainbow #1 Hr Avg MW | AB - Rainbow #2 Hr Avg MW | AB - Rainbow #3 Hr Avg MW | AB - Rainbow #5 Hr Avg MW | AB - Rainbow Lake #1 Hr Avg MW | AB - Ralston Hr Avg MW | AB - Raymond Reservoir Hr Avg MW | AB - Redwater Cogen Hr Avg MW | AB - Sheerness #1 Hr Avg MW | AB - Sheerness #2 Hr Avg MW | AB - Shell Caroline Hr Avg MW | AB - Slave Lake Hr Avg MW | AB - Soderglen Wind Hr Avg MW | AB - Summerview 1 Hr Avg MW | AB - Summerview 2 Hr Avg MW | AB - Suncor Chin Chute Hr Avg MW | AB - Suncor Magrath Hr Avg MW | AB - Suncor Wintering Hills Hr Avg MW | AB - Sundance #1 Hr Avg MW | AB - Sundance #2 Hr Avg MW | AB - Sundance #3 Hr Avg MW | AB - Sundance #4 Hr Avg MW | AB - Sundance #5 Hr Avg MW | AB - Sundance #6 Hr Avg MW | AB - Syncrude Hr Avg MW | AB - Talisman Edson Hr Avg MW | AB - Taylor Hydro 1 Hr Avg MW | AB - U of A Hr Avg MW | AB - U of C Hr Avg MW | AB - Valley View #1 Hr Avg MW | AB - Wabamun #4 Hr Avg MW | AB - Valley View 2 Hr Avg MW | AB - Weldwood #1 Hr Avg MW | AB - Weldwood #2 Hr Avg MW | AB - West Cadotte Hr Avg MW | AB - Westlock Hr Avg MW | AB - Weyerhaeuser Hr Avg MW | AB - Whitecourt Power Hr Avg MW | AB - Taylor Wind Hr Avg MW | AB - Sturgeon #1 Hr Avg MW | AB - Sturgeon #2 Hr Avg MW | AB - Brooks Solar Hr Avg MW | AB - Wind 12 Hr Forecast Max MW | AB - Wind 12 Hr Forecast Min MW | AB - Wind 12 Hr Forecast Most Likely MW | AB - Wind 7 Day Capability Availability Factor % | AB - Wind 7 Day Forecast Max MW | AB - Wind 7 Day Forecast Min MW | AB - Wind 7 Day Forecast Most Likely MW | AB - Actual Demand Load MW | AB - Actual Hourly Pool Price Price CAD/MWh | AB - Alberta Internal Load Hr Avg MW | AB - Net-To-Grid Hr Avg MW | AB - BC Hydro Imp/Exp Hr Avg MW | AB - BC Hydro Imp Hr Avg MW | AB - BC Hydro Exp Hr Avg MW | AB - Montana Imp/Exp Hr Avg MW | AB - Montana Imp Hr Avg MW | AB - Montana Exp Hr Avg MW | AB - Saskpower Imp/Exp AB Hr Avg MW | AB - Saskpower Imp AB Hr Avg MW | AB - Saskpower Exp AB Hr Avg MW | AB - WECC Exp Hr Avg MW | AB - WECC Exp Hr Avg MW | AB - WECC Imp Hr Avg MW | AB - Interchange Hr Avg MW | AB - Cont Reserve Reqd Hr Avg MW | AB - Disp Cont Reserve Gen Hr Avg MW | AB - Disp Cont Reserve Hr Avg MW | AB - Disp Cont Reserve Other Hr Avg MW | AB - Wind Generation Unit Net MW | SPMT MT Import | SPP Small Power Producers | Transmission Must Run | SPSK Sask Import Unit | SPX7 SPC BC Export 1 | SPXA SPC Export from SPC | SPXM MT Export | SPBC BC Import Unit | ABCP | APXB | CWBC | CWSK | CWXB | CWXS | ECBC | ECMT | EEBC | EEXB | EMXB | EMXM | ESBC | ESXB | MASK | MGXB | MOMT | MOXB | MOXM | PW20 | PWBC | PWMT | SHBC | SHSK | SHXB | SHXM | SHXS | TEBC | TEE1 | SHMT | ECSK | MGXM | MGXS | EMXS | MGMT | REXM | CWXM | REBC | REXB | MOBC | CWMT | MGBC
Latitude | 54.1789 | 53.7988 | 51.6894 | 54.9218 | 49.5541 | 53.8072 | 50.4726 | 53.5196 | 52.4683 | 52.4683 | 52.4683 | 55.0712 | 55.0712 | 52.3082 | 49.654 | 49.654 | 51.1009 | 52.9631 | 52.9401 | 52.5096 | 52.5096 | 51.1804 | 52.9795 | 50.0575 | 50.845 | 54.163 | 49.5069 | 50.5845 | 51.0069 | 49.6848 | 55.5628 | 53.587 | 53.587 | 53.587 | 54.7731 | 49.5626 | 49.5626 | 51.3972 | 51.3972 | 51.3972 | 49.561 | 56.3721 | 52.0527 | 53.7351 | 53.2086 | 49.4307 | 55.0719 | 50.9708 | 49.7135 | 57.2373 |  | 58.7239 | 53.3437 | 53.3437 | 53.3437 | 51.8989 | 55.0232 | 55.1603 | 54.0071 | 52.2744 | 50.6465 | 55.0423 | 49.6839 | 52.308 | 54.5122 | 54.5122 | 57.3863 | 53.4483 | 53.4483 | 53.4483 | 49.5098 | 49.7594 | 49.7927 | 49.8164 | 54.0118 | 57.0394 | 54.5842 | 49.5451 | 50.0413 | 55.5825 | 56.1157 | 57.2533 | 55.5825 | 51.18 | 56.4135 | 55.1736 | 55.0407 | 55.0407 | 54.1307 | 49.6253 | 50.2548 | 57.0079 | 55.339 | 54.6963 | 58.4471 | 58.4471 | 58.4471 | 58.4471 | 58.4471 | 50.2656 | 49.4157 | 53.8137 | 51.4423 | 51.4423 | 51.9658 | 55.2504 | 50.4799 | 49.5972 | 49.6253 | 49.6848 | 49.3875 | 50.3387 | 53.5072 | 53.5072 | 53.5072 | 53.5072 | 53.5072 | 53.5072 | 57.0451 | 53.5576 | 49.3647 | 53.5249 | 51.0782 | 54.94 | 54.94 | 54.94 | 53.4148 | 53.4148 | 56.3138 | 54.4148 | 55.0726 | 54.1624 | 49.6868 | 50.4799 | 50.4799 | 50.5773
Longitude | -115.8057 | -113.0836 | -114.479 | -112.8595 | -113.432 | -113.0975 | -111.607 | -113.5284 | -112.1342 | -112.1342 | -112.1342 | -118.6896 | -118.6896 | -116.3277 | -113.4674 | -113.4674 | -114.2825 | -115.5848 | -114.8315 | -110.0588 | -110.0588 | -113.9364 | -112.7699 | -110.7269 | -113.59 | -115.7338 | -114.0419 | -113.0134 | -113.1924 | -112.3244 | -110.9144 | -113.365 | -113.365 | -113.365 | -110.5792 | -114.1077 | -114.1077 | -114.015 | -114.015 | -114.015 | -113.896 | -117.1849 | -114.2229 | -113.1695 | -114.9937 | -113.9487 | -110.5329 | -113.8853 | -111.9328 | -110.8527 |  | -122.701 | -114.304 | -114.304 | -114.304 | -113.365 | -118.6622 | -118.819 | -119.104 | -112.0622 | -113.7725 | -115.4789 | -112.3551 | -113.5472 | -115.5013 | -115.5013 | -111.0733 | -114.4507 | -114.4507 | -114.4507 | -113.8178 | -113.4013 | -112.5549 | -112.0692 | -110.6081 | -111.907 | -110.3923 | -113.477 | -110.7229 | -110.8874 | -119.2621 | -111.5062 | -110.8874 | -113.9375 | -110.9514 | -118.8319 | -119.6276 | -119.6276 | -115.6979 | -113.7934 | -113.6505 | -111.4873 | -119.2186 | -110.7238 | -119.2383 | -119.2383 | -119.2383 | -119.2383 | -119.2383 | -111.1705 | -112.6761 | -113.1324 | -111.7927 | -111.7927 | -114.7642 | -114.519 | -113.0579 | -113.7676 | -113.7934 | -112.3244 | -112.9547 | -112.8286 | -114.5567 | -114.5567 | -114.5567 | -114.5567 | -114.5567 | -114.5567 | -111.5906 | -116.549 | -113.1116 | -113.5255 | -114.1358 | -117.237 | -117.237 | -117.237 | -117.5697 | -117.5697 | -116.7785 | -114.1771 | -118.6836 | -115.7338 | -113.4752 | -113.0579 | -113.0579 | -111.8662
Aurora_ID | 14029 | 8787 | 14027 | 10280 | 12633 | 9021 | 14028 | 14025 | 5959 | 5960 | 5961 | 9161 | 9161_2 | 7727 | 14003 | 11362 | 7728 | 7729 | 14024 | 14001 | 14002 | 8800 | 14023 | 14032 | 8803 | 14022 | 8835 | 14004 | 8804 | 8860 | 14005 | 6371 | 6372 | 6373 | 11548 | 8117 | 8117 | 12667 | 12667 | 12667 | 8176 | 12676 | 10866 | 10289 | 8761 | 8763 | 10522 | 12738 | 11002 | 12656 | 14042 | 8770 | 6375 | 6376 | 9991 | 12634 | 8771 | 11363 | 5962 | 12635 | 14020 | 14019 | 10874 | 8142 | 14018 | 14018 | 12665 | 7730 | 7731 | 11365 | 10878 | 14017 | 14016 | 14015 | 14014 | 9181 | 9994 | 9020 | 10546 | 12657 | MUL1 | 8832 | 14013 | 8109 | 11366_2 | 12666 | 14012 | 14011 | 14033 | 11368 | 14026 | 8781 | 8155 | 8156 | 8157 | 10100 | 10100 | 10100 | 8157 | 14010 | 8861 | 8159 | 5966 | 5967 | 14009 | 14034 | 11166 | 10349 | 11369 | 11176 | 10885 | 12549 | 7733 | 7734 | 7735 | 7736 | 7737 | 7738 | 8768 | 14021 | 9204 | 8765 | 14008 | 8854 | 9989999 | 8854 | 14031 | 14031 | 14030 | 14035 | 7743 | 7744 | 999999 | 10100 | 10100 | 14043 | 99999 | 99999 | 99999 | 99999 | 99999 | 99999 | 99999 | 99999 | 99999 | 99999 | 99999 | 99999 | 99993 | 99999 | 99999 | 99992 | 99999 | 99999 | 99991 | 99999 | 99999 | 99999 | 99992 | 99999 | 99999 | 99999 | 99999 | 99999 | 99999 | 99999 | 99999 | 99999 | 99999 | 99999 | 99999 | 99999 | 99999 | 99999 | 99999 | 99999 | 99999 | 99999 | 99999 | 99999 | 99999 | 99999 | 99999 | 99999 | 99999 | 99999 | 99999 | 99999 | 99999 | 99999 | 99999 | 99999 | 99999 | 99999 | 99999 | 99999 | 99999 | 99999 | 99999 | 99999 | 99999 | 99999 | 99999 | 99999 | 99999 | 99999 | 99999 | 99999 | 99999 | 99999 | 99999 | 99999 | 99999 | 99999 | 99999
Aurora_Name | AB Newsprint (ANC1) | Scotford (B) (Air Liquide 1) | AltaGas Harmattan (HMT1) | ALPAC #1-3 (APF Athabasca) | Ardenville Wind Farm | Scotford (A) | AltaGas Bantry (ALP1) | Base Plant (SCR1) | Battle River 3 | Battle River 4 | Battle River 5 | Bear Creek 1 (BCRK) | Bear Creek 2 (BCR2) | Bighorn 1-2 | Blackspring Ridge | Blue Trail (formerly Macleod Flats) wind farm | Bow Hydro System 1-22 Bow River AB | Brazeau 1-2 | BuckLake (PW01) | Bull Creek 1 | Bull Creek 2 | Calgary Energy Centre | Camrose (CRG1)* | Cancarb #1 (Medicine Hat) | Carseland | Carson Creek (GEN5) | Castle River (Pincher Creek A) | Castle Rock Wind Farm | Cavalier Power Station GEN1-3 | Chin Chute | Christina Lake CVE | Clover Bar Energy Centre (CE) 1 | Clover Bar Energy Centre (CE) 2 | Clover Bar Energy Centre (CE) 3 | Horizon Upgrading (Horizon Oil Sands) | Cowley Ridge North Wind Farm (Nonutility Wind 6) | Cowley Ridge North Wind Farm (Nonutility Wind 6) | Crossfield Energy Centre 1-3 | Crossfield Energy Centre 1-3 | Crossfield Energy Centre 1-3 | Oldman River | Daishowa (DMI) II | Dickson Dam #1-3 | Dow Hydrocarbons Gen 1-2 | Dapp/Westlock DVP | Drywood 1-2 | Foster Creek | Shepard Energy Centre | Taber Wind Farm | Firebag Oil Sands Cogen (Phases 1-4) | Fort Hills | Fort Nelson | Genesee 1 | Genesee 2 | Genesee 3 | Ghost Pine Wind Energy Center | Gold Creek | CG&E Cogen 1 (Grand Prarie EcoPower, Grande Prairie AB) | Milner 1 | Halkirk | High River (MFG1)* (Mazeppa Gas Plant) | House Mountain (HSM1) | Irrican 1 | Nova Joffre Cogen | Judy Creek (GEN6) | Bellshill (BHL1) | Kearl Oil Sands Cogen | Keephills 1 | Keephills 2 | Keephills 3 | Kettles Hill WF 6-30 (Phase I) | Lethbridge Burdett (ME03) | Lethbridge Coaldale (ME04) | Lethbridge Taber (ME02) | Lindbergh (PEC1)* | MacKay River Cogeneration Project | Mahkeses #1&2 | McBride Lake 1 (Vision Quest) | Medicine Hat 14 (CT14) | MEG Christina Lake Oil Sands Cogen | Mulligan (MUL1) | Muskeg River (MRM Cogen, half to grid) | Nabiye (IOR2)* | Balzac Power Station (Nexen 1) | Long Lake #2 (Ft McMurray AB) | Northern Prairie Power 1 | NPC1 Denis St. Pierre (NPC1) (Elmworth 1) | NPC2 JL Landry (NPC2) (Elmworth 2) | NRGreen - uses wate heat from compression stations | Oldman River wind farm | AltaGas Parkland (ALP2) | Suncor Cogen/Poplar Creek Ph 1 | Poplar Hill | Primrose Cogeneration | Rainbow 4 (Rainbow Lake #1 on AESO ETS) | Rainbow 5 | Rainbow 5 | Rainbow 5 | Rainbow 4 (Rainbow Lake #1 on AESO ETS) | Ralston (NAT1) | Raymond Reservoir | Redwater Cogeneration #1 | Sheerness 1 | Sheerness 2 | Shell Caroline (SHCG)* | Slave Lake | Soderglen | Summerview I wind farm | Summerview II wind farm | Chin Chute Wind Power Project | Magrath WF | Wintering Hills Wind | Sundance 1 | Sundance 2 | Sundance 3 | Sundance 4 | Sundance 5 | Sundance 6 | Syncrude (Fort McMurray) #1-3 | Edson (TLM2) | Taylor Coulee Chute Irrigation Headworks | U of A #1-2 (Edmonton) | U of C Generator (UOC1) | Valleyview #1, #2 (AB) | AB - Wabamun #4 Hr Avg MW | Valleyview #1, #2 (AB) | Weldwood #1-2 | Weldwood #1-2 | West Cadotte (WCD1) | Westlock | Weyerhauser 1 | Whitecourt Power LP 1 | Taylor Wind | Sturgeon 1 | Sturgeon 2 | Brooks 1 Solar

## Old_Aurora_Resources
ID | Name | Utility | Heat Rate | Capacity | Fuel | Resource Begin Date | Resource End Date | Latitude | Longitude | zREM Geo Source | ID
8102 | Demand Side Curtailment Area56 NDCurt | na | 10000 | 100000 | CCFN | 1/1/1980 | 12/31/2050
8097 | Demand Side Curtailment Area56 90 | na | 10000 | 400 | CCLI | 1/1/1980 | 12/31/2050
8098 | Demand Side Curtailment Area56 120 | na | 10000 | 800 | CCLII | 1/1/1980 | 12/31/2050
8099 | Demand Side Curtailment Area56 150 | na | 10000 | 800 | CCLIII | 1/1/1980 | 12/31/2050
8100 | Demand Side Curtailment Area56 200 | na | 10000 | 800 | CCLIV | 1/1/1980 | 12/31/2050
8101 | Demand Side Curtailment Area56 400 | na | 10000 | 800 | CCLV | 1/1/1980 | 12/31/2050
8848 | Removed Sundance Upgrades | Combined with 7733-7738 (TransAlta) | 11000 | 0 | CoalCAN | 1/1/1980 | 1/1/1980
7739 | Removed Wabamun 1 | Retired 2004 (TransAlta) | 11501 | 0 | CoalCAN | 1/1/1980 | 12/31/2004
7740 | Removed Wabamun 2 | Retired 2004 (TransAlta) | 11500 | 0 | CoalCAN | 1/1/1980 | 12/31/2004
7741 | Removed Wabamun 3 | Retired 2003 (TransAlta) | 10503 | 0 | CoalCAN | 1/1/1980 | 12/1/2002
5959 | Battle River 3 | ATCO Electric Ltd. | 10502 | 157 | CoalWCA | 1/1/1980 | 12/31/2054 | 52.47029 | -112.14613 | www.energyprobe.org/energyprobe/reports/2002EmissionBenchmarking.xls -
5960 | Battle River 4 | ATCO Electric Ltd. | 10500 | 157 | CoalWCA | 1/1/1980 | 12/31/2054 | 52.47029 | -112.14613 | www.energyprobe.org/energyprobe/reports/2002EmissionBenchmarking.xls -
5961 | Battle River 5 | ATCO Electric Ltd. | 10356 | 390 | CoalWCA | 1/1/1980 | 12/31/2054 | 52.47029 | -112.14613 | www.energyprobe.org/energyprobe/reports/2002EmissionBenchmarking.xls -
6375 | Genesee 1 | Edmonton Power | 10350 | 406 | CoalWCA | 1/1/1980 | 12/31/2050 | 53.344158 | -114.3045 | http://64.233.169.104/search?q=cache:gS0NKkONeOQJ:https://www3.eub.gov.ab.ca/eub/dds/iar_query/ShowAttachment.aspx%3FDOCNUM%3D539151+Genesee+alberta+latitude&hl=en&ct=clnk&cd=3&gl=us
6376 | Genesee 2 | Edmonton Power | 10352 | 406 | CoalWCA | 1/1/1980 | 12/31/2050 | 53.344158 | -114.3045 | EPIS Research
9991 | Genesee 3 | Edmonton Power | 10352 | 450 | CoalWCA | 3/1/2005 | 12/31/2050 | 53.344158 | -114.3045
7730 | Keephills 1 | TransAlta Utilities Corporatio | 10355 | 392 | CoalWCA | 1/1/1980 | 12/31/2050 | 53.45158 | -114.451 | http://www.transalta.com/transalta/webcms.nsf/0/A914F5D1B807CC668725728A0070C435?OpenDocument
7731 | Keephills 2 | TransAlta Utilities Corporatio | 10354 | 393 | CoalWCA | 1/1/1980 | 12/31/2050 | 53.45158 | -114.451
11365 | Keephills 3 | TransAlta/Epcor | 9300 | 450 | CoalWCA | 9/1/2011 | 12/31/2050 | 53.45158 | -114.451
5962 | Milner 1 | Alberta Power Limited | 10501 | 152 | CoalWCA | 1/1/1980 | 12/31/2050 | 53.864315 | -119.14377
7742 | Removed Wabamun 4 | TransAlta Utilities Corporatio | 10402 | 0 | CoalWCA | 1/1/1980 | 3/30/2010 | 53.559408 | -114.48789
5966 | Sheerness 1 | ATCO Electric Ltd. | 10353 | 389 | CoalWCA | 1/1/1980 | 12/31/2054
5967 | Sheerness 2 | ATCO Electric Ltd. | 10351 | 383 | CoalWCA | 1/1/1980 | 12/31/2054
7733 | Sundance 1 | TransAlta Utilities Corporatio | 10401 | 293 | CoalWCA | 1/1/1980 | 12/31/2050 | 53.508152 | -114.55658 | at Wabamun Lake
7734 | Sundance 2 | TransAlta Utilities Corporatio | 10400 | 294 | CoalWCA | 1/1/1980 | 12/31/2050 | 53.508152 | -114.55658 | at Wabamun Lake
7735 | Sundance 3 | TransAlta Utilities Corporatio | 10360 | 371 | CoalWCA | 1/1/1980 | 12/31/2050 | 53.508152 | -114.55658 | at Wabamun Lake
7736 | Sundance 4 | TransAlta Utilities Corporatio | 10359 | 371 | CoalWCA | 1/1/1980 | 12/31/2050 | 53.508152 | -114.55658 | at Wabamun Lake
7737 | Sundance 5 | TransAlta Utilities Corporatio | 10358 | 371 | CoalWCA | 1/1/1980 | 12/31/2050 | 53.508152 | -114.55658 | at Wabamun Lake
7738 | Sundance 6 | TransAlta Utilities Corporatio | 10357 | 399 | CoalWCA | 1/1/1980 | 12/31/2050 | 53.508152 | -114.55658 | at Wabamun Lake
WECC_Alberta | DSM_WECC_WECC_AB | na | 1000 | 206 | LoadControl | 1/1/1980 | 12/31/2054
8784 | EVI Power 1 (Red Earth Creek Area) | Columbia Power Systems | 12000 | 0 | NG1AB | 11/01/2000 | 12/31/2050
10089 | Fort MacLeod (Alberta Power Project) | Maxim Power; Alberta Electric System Operator | 10000 | 0 | NG1AB | 09/01/2001 | 12/31/2054 | 49.715384 | -113.41548
8770 | Fort Nelson | TransAlta | 8000 | 73 | NG1AB | 04/01/1999 | 12/31/2050
8142 | Nova Joffre Cogen | ATCO+EPCOR+NOVAChemicals | 7000 | 474 | NG1AB | 01/01/2000 | 12/31/2054
6634 | Removed - Medicine Hat 8 | Medicine Hat City of | 10500 | 0 | NG1AB | 01/01/1980 | 12/31/2009 | 50.058213 | -110.72786 | StatCanada 2000
10372 | Syncrude UE1 | ESBI Alberta, LTD | 8000 | 0 | NG1AB | 09/01/2009 | 12/31/2054
8851 | Taber #1-8 (Alberta Power Project) | Maxim Energy Corp | 10000 | 0 | NG1AB | 12/01/2001 | 12/31/2050 | 49.8167 | -112.15 | StatCanada 2000
14029 | AB Newsprint (ANC1) | Alberta Newsprint Company | 10900 | 63 | NG2AB | 12/31/2014 | 12/31/2054
14028 | AltaGas Bantry (ALP1) | AltaGas Ltd. | 10900 | 7 | NG2AB | 12/31/2008 | 12/31/2054
14026 | AltaGas Parkland (ALP2) | AltaGas Ltd. | 10900 | 10 | NG2AB | 12/31/2008 | 12/31/2054
8803 | Carseland | TransCanada | 10900 | 95 | NG2AB | 12/01/2001 | 12/31/2050
14022 | Carson Creek (GEN5) | Genalta GP II Ltd. | 10900 | 15 | NG2AB | 12/31/2014 | 12/31/2054
6371 | Clover Bar Energy Centre (CE) 1 | EPCOR | 10900 | 48 | NG2AB | 12/01/2007 | 12/31/2054 | 53.5866666 | -113.36388
6372 | Clover Bar Energy Centre (CE) 2 | EPCOR | 10900 | 101 | NG2AB | 12/01/2009 | 12/31/2054 | 53.5866666 | -113.36388
6373 | Clover Bar Energy Centre (CE) 3 | EPCOR | 10900 | 101 | NG2AB | 1/20/2010 | 12/31/2054 | 53.5866666 | -113.36388
11543 | Conklin | MEG Energy Corp. | 10900 | 0 | NG2AB | 09/01/2008 | 12/31/2054
10084 | Crestar | ESBI Alberta, Ltd. | 10000 | 0 | NG2AB | 03/01/2000 | 12/31/2054
12667 | Crossfield Energy Centre 1-3 | ENMAX Energy | 10600 | 144 | NG2AB | 01/01/2009 | 12/31/2054 | 51.385067 | -114.105427 | EPIS Research
8763 | Drywood 1-2 | Canadian Gas & Electric | 10000 | 6 | NG2AB | 01/01/2000 | 12/31/2050
14020 | High River (MFG1)* (Mazeppa Gas Plant) | MFC Power Limited Partnership | 10900 | 16 | NG2AB | 06/01/2015 | 12/31/2054
14019 | House Mountain (HSM1) | ATCO Power Canada Ltd. | 10900 | 6 | NG2AB | 01/01/2016 | 12/31/2054
14018 | Judy Creek (GEN6) | Genalta GP II Ltd. | 10900 | 15 | NG2AB | 12/31/2014 | 12/31/2054
14017 | Lethbridge Burdett (ME03) | Signalta Resources Limited | 10900 | 7 | NG2AB | 12/31/2001 | 12/31/2054
14016 | Lethbridge Coaldale (ME04) | Signalta Resources Limited | 10900 | 6 | NG2AB | 12/31/2001 | 12/31/2054
14015 | Lethbridge Taber (ME02) | Signalta Resources Limited | 10900 | 8 | NG2AB | 12/31/2001 | 12/31/2055
6626 | Medicine Hat 10 | Medicine Hat City of | 14300 | 0 | NG2AB | 01/01/1980 | 12/31/2050 | 50.058213 | -110.72786 | StatCanada 2000
6627 | Medicine Hat 11 | Medicine Hat City of | 14300 | 0 | NG2AB | 01/01/1980 | 12/31/2050 | 50.058213 | -110.72786 | StatCanada 2000
10546 | Medicine Hat 13-14 | Medicine Hat, City of | 10900 | 0 | NG2AB | 10/01/2003 | 12/31/2054 | 50.058213 | -110.72786 | StatCanada 2000
12639 | Medicine Hat 15 | Medicine Hat, City of | 10900 | 0 | NG2AB | 01/01/2009 | 12/31/2054 | 50.058213 | -110.72786 | EPIS Research
6635 | Medicine Hat 9 | Medicine Hat City of | 13000 | 0 | NG2AB | 01/01/1980 | 12/31/2050 | 50.058213 | -110.72786 | StatCanada 2000
12666 | Northern Prairie Power 1 | Constellation Energy | 10900 | 105 | NG2AB | 01/01/2009 | 12/31/2054 | 55.170045 | -118.72419 | center of City
14012 | NPC1 Denis St. Pierre (NPC1) (Elmworth 1) | Northstone Power Corp. | 10900 | 11 | NG2AB | 12/31/2002 | 12/31/2054
14011 | NPC2 JL Landry (NPC2) (Elmworth 2) | Northstone Power Corp. | 10900 | 9 | NG2AB | 06/01/2015 | 12/31/2054
10888 | NS Elmworth 1-4 | Northstone/AESO | 10000 | 0 | NG2AB | 07/01/2003 | 12/31/2050
8155 | Poplar Hill | ATCO Power (IPP) | 13000 | 48 | NG2AB | 6/30/1999 | 12/31/2054 | 55.35 | -119.3 | StatCanada 2000
8156 | Primrose Cogeneration | ATCO Power & Amoco | 7000 | 100 | NG2AB | 11/01/1998 | 12/31/2054 | 55.5 | -110.8333 | StatCanada 2000
10100 | Rainbow 5 | ATCO & Husky Oil | 10900 | 50 | NG2AB | 12/01/2001 | 12/31/2054 | 58.2833 | -119.2667 | StatCanada 2000
14010 | Ralston (NAT1) | NAT-1 Limited Partnership | 10900 | 20 | NG2AB | 06/01/2015 | 12/31/2054
6631 | Removed - Medicine Hat 5 | Medicine Hat City of | 11200 | 0 | NG2AB | 01/01/1980 | 12/31/2009 | 50.058213 | -110.72786 | StatCanada 2000
6374 | Removed Clover Bar 4 | Retired Edmonton Power | 12500 | 0 | NG2AB | 01/01/1980 | 11/01/2005
8811 | Removed Drywood (duplicate) | Duplicate - Canadian Gas & Electric | 10000 | 0 | NG2AB | 01/01/1980 | 01/01/1980
8994 | Removed duplicate (Medicine Hat) |  | 5000 | 0 | NG2AB | 12/31/2053 | 12/30/2050
5963 | Removed Rainbow Lake 1 APL | ATCO Electric Ltd. | 14300 | 30 | NG2AB | 01/01/1980 | 11/01/2016 | 58.2833 | -119.2667 | StatCanada 2000
5964 | Removed Rainbow Lake 2 APL | ATCO Electric Ltd. | 14300 | 35 | NG2AB | 01/01/1980 | 11/01/2016 | 58.2833 | -119.2667 | StatCanada 2000
5965 | Removed Rainbow Lake 3 APL | ATCO Electric Ltd. | 14300 | 22 | NG2AB | 01/01/1980 | 11/01/2016 | 58.2833 | -119.2667 | StatCanada 2000
8839 | Removed Red Deer (A) | Removed API Grain Processors | 12000 | 0 | NG2AB | 12/31/2050 | 12/31/2050
8840 | Removed Red Deer (B) | Removed Collicutt Hanover Servcies | 12000 | 0 | NG2AB | 12/31/2050 | 12/31/2050
8164 | Removed Suncor Cogeneration 1 | Duplicate TransAlta (IPP) | 5000 | 0 | NG2AB | 01/01/1980 | 01/01/1980
8165 | Removed Suncor Cogeneration 2 | Duplicate TransAlta (IPP) | 5000 | 0 | NG2AB | 01/01/1980 | 01/01/1980
8859 | Retired (Removed) Sturgeon #1-2 | ATCO | 14300 | 18 | NG2AB | 01/01/1980 | 12/31/2014 | 55.0667 | -117.2833 | StatCanada 2000
8787 | Scotford (B) (Air Liquide 1) | Shell Air Liquide (AESO) | 10900 | 96 | NG2AB | 05/01/2000 | 12/31/2054 | 53.719775 | -113.1881
8765 | U of A #1-2 (Edmonton) | U of A; Alberta Electric System Operator | 13000 | 39 | NG2AB | 01/01/1980 | 12/31/2050 | 53.528755 | -113.52573
8854 | Valleyview #1, #2 (AB) | ATCO | 10900 | 100 | NG2AB | 12/01/2001 | 12/31/2054
14030 | West Cadotte (WCD1) | Genalta III GP Ltd. | 10900 | 20 | NG2AB | 06/01/2015 | 12/31/2054
6630 | Removed Medicine Hat 4 | Retired 1995 (Medicine Hat City of) | 18000 | 0 | NG3AB | 01/01/1980 | 06/01/1995
6632 | Removed Medicine Hat 6 | Retired 1995 (Medicine Hat City of) | 18000 | 0 | NG3AB | 01/01/1980 | 06/01/1995
6633 | Removed Medicine Hat 7 | Retired 1995 (Medicine Hat City of) | 16500 | 0 | NG3AB | 01/01/1980 | 06/01/1995
8847 | Retired (Removed) Sturgeon #3 (Valleyview) | ATCO | 13000 | 46 | NG3AB | 12/01/1957 | 12/31/2014 | 55.0667 | -117.2833 | StatCanada 2000
14027 | AltaGas Harmattan (HMT1) | AltaGas Ltd. | 8200 | 45 | NGAB | 12/31/2010 | 12/31/2054
8109 | Balzac Power Station (Nexen 1) | Nexen and Enmax Energy Corporation | 8200 | 120 | NGAB | 07/01/2001 | 12/31/2054 | 51.186745 | -113.93147
14025 | Base Plant (SCR1) | Suncor Energy Inc. | 10600 | 50 | NGAB | 12/31/2001 | 12/31/2055
9161 | Bear Creek Project CCCT #1+2 | TransCanada Energy | 8200 | 100 | NGAB | 10/01/2002 | 12/31/2054 | 55.070629 | -118.68958
14024 | BuckLake (PW01) | Keyera Partnership | 8200 | 5 | NGAB | 12/31/2001 | 12/31/2054
8800 | Calgary Energy Centre | ENMAX Energy | 7600 | 320 | NGAB | 03/01/2003 | 12/31/2050 | 51.191653 | -113.94339
14023 | Camrose (CRG1)* | Cargill Limited | 7600 | 10 | NGAB | 12/31/2016 | 12/31/2054
8774 | Cancarb #1 (Medicine Hat) | TransCanada Power | 12000 | 0 | NGAB | 12/01/2000 | 12/31/2050 | 50.058321 | -110.72721
8804 | Cavalier Power Station GEN1-3 | PanCanadian/ESBI Alberta, Ltd. | 8200 | 120 | NGAB | 09/01/2001 | 12/31/2050
14005 | Christina Lake | Cenovus | 10600 | 101 | NGAB | 12/31/2016 | 12/31/2054
12657 | Christina Lake Oil Sands Cogen | MEG Energy Corp | 10900 | 202 | NGAB | 01/01/2009 | 12/31/2054 | 56.477662 | -111.346436 | EPIS Research
12675 | Daishowa (DMI) I | Daishowa-Marubeni International Ltd | 15000 | 0 | NGAB | 01/01/1990 | 12/31/2054 | 56.357833 | -117.206612 | EPIS Research
8762 | Dow Chemical- Fort Saskatchewan | TransAlta | 11700 | 0 | NGAB | 01/01/1980 | 12/31/2050 | 53.737175 | -113.17018 | StatCanada 2000
10289 | Dow Hydrocarbons Gen 1-2 | Alberta Electric System Operator | 10600 | 326 | NGAB | 01/01/2001 | 12/31/2054 | 53.722157 | -113.1864
14021 | Edson (TLM2) | Repsol Canada Energy Partnership | 8200 | 13 | NGAB | 12/31/2005 | 12/31/2054
12656 | Firebag Oil Sands Cogen (Phases 1-4) | Suncor | 10600 | 473 | NGAB | 01/01/2011 | 12/31/2054 | 57.28795 | -110.901489 | EPIS Research
10522 | Foster Creek | Encana | 10900 | 98 | NGAB | 05/01/2003 | 12/31/2054
11548 | Horizon Upgrading (Horizon Oil Sands) | Canadian Natural Resources Ltd. | 7900 | 203 | NGAB | 06/01/2007 | 12/31/2054 | 57.255895 | -111.50723
12665 | Kearl Oil Sands Cogen | Imperial Oil | 10900 | 84 | NGAB | 11/01/2014 | 12/31/2054 | 57.375419 | -111.110229 | EPIS Research
14014 | Lindbergh (PEC1)* | Pengrowth Energy Corporation | 8200 | 16 | NGAB | 12/31/2016 | 12/31/2054
9181 | MacKay River Cogeneration Project | TransCanada Pipelines | 10600 | 197 | NGAB | 08/01/2003 | 12/31/2054
9994 | Mahkeses #1&2 | ESBI Alberta, Ltd. | 10600 | 180 | NGAB | 06/01/2003 | 12/31/2054
14007 | Medicine Hat #1 | Medicine Hat City of | 7900 | 210 | NGAB | 12/31/2007 | 12/31/2054
6628 | Medicine Hat 12 | Medicine Hat City of | 16500 | 0 | NGAB | 01/01/1980 | 12/31/2050 | 50.058213 | -110.72786 | StatCanada 2000
6629 | Medicine Hat 3 | Medicine Hat City of | 17000 | 0 | NGAB | 01/01/1980 | 12/31/2050 | 50.058213 | -110.72786 | StatCanada 2000
11517 | Millennium G5 | Suncor | 9000 | 0 | NGAB | 10/01/1999 | 12/31/2054 | 57.044853 | -111.61852 | Suncor Millennium Mine
11518 | Millennium G6 | Suncor | 9000 | 0 | NGAB | 10/01/1999 | 12/31/2054 | 57.044853 | -111.61852 | Suncor Millennium Mine
8832 | Muskeg River (MRM Cogen, half to grid) | ATCO & SaskPower | 7600 | 202 | NGAB | 12/01/2002 | 12/31/2054
14013 | Nabiye (IOR2)* | Imperial Oil | 10600 | 195 | NGAB | 12/31/2015 | 12/31/2054
8157 | Rainbow 4 (Rainbow Lake #1 on AESO ETS) | ATCO & Husky Oil | 13000 | 47 | NGAB | 6/30/1999 | 12/31/2054 | 58.2833 | -119.2667 | StatCanada 2000
8159 | Redwater Cogeneration #1 | TransCanada | 10900 | 46 | NGAB | 11/01/2001 | 12/31/2054
6377 | Retired (Removed) Rossdale 10 | Edmonton Power | 14000 | 72 | NGAB | 01/01/1980 | 12/31/2009 | 53.529562 | -113.49983
6378 | Retired (Removed) Rossdale 8 | Edmonton Power | 14000 | 71 | NGAB | 01/01/1980 | 12/31/2009 | 53.529562 | -113.49983
6379 | Retired (Removed) Rossdale 9 | Edmonton Power | 14000 | 73 | NGAB | 01/01/1980 | 12/31/2009 | 53.529562 | -113.49983
9021 | Scotford (A) | ATCO/Shell | 10600 | 195 | NGAB | 07/01/2003 | 12/31/2054 | 53.719775 | -113.1881
14009 | Shell Caroline (SHCG)* | Shell | 10600 | 19 | NGAB | 12/31/2008 | 12/31/2054
12738 | Shepard Energy Centre | ENMAX Energy | 6900 | 860 | NGAB | 06/01/2015 | 12/31/2054 | 50.972251 | -113.885466 | EPIS Research
8781 | Suncor Cogen/Poplar Creek Ph 1 | TransAlta | 7600 | 300 | NGAB | 09/01/2000 | 12/31/2050 | 56.7333 | -111.3833 | StatCanada 2000
8782 | Suncor Tar Island/Poplar Creek Ph 2 | TransAlta | 8200 | 76 | NGAB | 01/01/2001 | 12/31/2050 | 56.7333 | -111.3833 | StatCanada 2000
14006 | Syncrude #1 | Syncrude | 10600 | 510 | NGAB | 12/31/1999 | 12/31/2054
8768 | Syncrude (Fort McMurray) #1-3 | Syncrude Aurora; AESO | 8200 | 0 | NGAB | 01/01/2000 | 12/31/2050 | 56.7333 | -111.3833 | StatCanada 2000
8769 | Syncrude (Fort McMurray) #4-6 | Syncrude Aurora; AESO | 8200 | 0 | NGAB | 01/01/1980 | 12/31/2050 | 56.7333 | -111.3833 | StatCanada 2000
8103 | Syncrude Aurora 1 | Syncrude; AESO | 13000 | 0 | NGAB | 08/01/1999 | 12/31/2054 | 57.3 | -111.5 | StatCanada 2000
11545 | Syncrude Plant 30-2 | Syncrude | 7000 | 0 | NGAB | 09/01/2006 | 12/31/2054
14008 | U of C Generator (UOC1) | U of C | 8200 | 12 | NGAB | 12/31/2011 | 12/31/2054
10307 | Weldwood #1-2 | Alberta Electric System Operator | 12000 | 0 | NGAB | 01/01/1980 | 12/31/2054
10280 | ALPAC #1-3 (APF Athabasca) | AESO; Alberta Pacific Forest Ind CHECKED | 0 | 131 | OT | 8/1/2001 | 12/31/2054
14032 | Cancarb #1 (Medicine Hat) | Cancarb Ltd CHECKED | 12000 | 42 | OT | 12/01/2000 | 12/31/2050 | 50.058321 | -110.72721
11363 | CG&E Cogen 1 (Grand Prarie EcoPower, Grande Prairie AB) | Canadian G&E (Canadian Hydro Devel) CHECKED | 10000 | 27 | OT | 1/1/2004 | 12/31/2054
12676 | Daishowa (DMI) II | Daishowa-Marubeni International Ltd CHECKED | 10000 | 52 | OT | 1/1/2012 | 12/31/2054 | 56.357833 | -117.206612 | EPIS Research
8761 | Dapp/Westlock DVP | AESO; Drayton Valley Power CHECKED | 0 | 11 | OT | 1/1/1999 | 12/31/2050
8771 | Gold Creek | TransAlta Utilities Corporatio (Whitecourt Power Ltd.) CHECKED | 10000 | 5 | OT | 1/1/1980 | 12/31/2050 | 54.85 | -118.75 | StatCanada 2000
14033 | NRGreen - uses wate heat from compression stations | Alliance, Veresen | 0 | 16 | OT | 1/1/1980 | 12/31/2050
8813 | Removed - Elmworth 1 - Northstone Power | Northstone Power (Maxim Power; AESO) CHECKED | 0 | 0.325 | OT | 10/1/2001 | 12/31/2009
10080 | Removed Burdett - status unknown | ESBI Alberta, Ltd./Maxim Power CHECKED | 0 | 7.28 | OT | 9/1/2001 | 12/31/2009
10286 | Removed Coaldale 1-6 - status unknown | Alberta Electric System Operator/Maxim Power CHECKED | 0 | 6.4 | OT | 9/1/2001 | 12/31/2009
10905 | Removed Steepbank 1-2 - status unknown | Alberta Electric System Operator CHECKED | 0 | 64 | OT | 1/1/1980 | 12/31/2050
14034 | Slave Lake | West Fraser Mills | 12000 | 9 | OT | 1/1/1980 | 12/31/2050
14031 | Weldwood #1-2 | West Fraser Mills CHECKED | 12000 | 50 | OT | 01/01/1980 | 12/31/2054
14035 | Westlock | TransAlta Generation Partnership | 0 | 18 | OT | 1/1/1980 | 12/31/2050
7743 | Weyerhauser 1 | TransAlta Utilities Corporatio (International Paper Canada Pulp Holdings ULC) CHECKED | 5000 | 48 | OT | 1/1/1980 | 12/31/2050
7744 | Whitecourt Power LP 1 | TransAlta Utilities Corporatio (Whitecourt Power Ltd.) CHECKED | 8000 | 25 | OT | 1/1/1980 | 12/31/2050 | 54.162507 | -115.73345
1403535 | Solar Test | Andrew's Magic Utility | 0 | 0 | SUN | 1/1/2018 | 12/31/2054 | 52.2837 | -112.1574 | http://www.capitalpower.com/generationportfolio/merchantcommercial/Documents/2012-Halkirk-Wind-Fact-Sheet.doc.pdf
7727 | Bighorn 1-2 | TransAlta Utilities Corporation | 0 | 120 | WAT | 1/1/1980 | 12/31/2054 | 52.30879 | -116.32907 | StatCanada 2000
7728 | Bow Hydro System 1-22 Bow River AB | TransAlta Utilities Corporatio | 0 | 320 | WAT | 1/1/1980 | 12/31/2050
7729 | Brazeau 1-2 | TransAlta Utilities Corporatio | 0 | 350 | WAT | 1/1/1980 | 12/31/2050 | 52.4 | -110.167 | StatCanada 2000
8860 | Chin Chute | Irrican Power/Alberta Electric System Operator | 0 | 15 | WAT | 1/1/1980 | 12/31/2050 | 49.684476 | -112.35011
10866 | Dickson Dam #1-3 | AESO | 0 | 15 | WAT | 1/1/1980 | 12/31/2050
10874 | Irrican 1 | Aquila/Alberta Electric System Operator | 0 | 7 | WAT | 4/1/2004 | 12/31/2050
7732 | Nonutility Hydro 6 | TransAlta Utilities Corporatio | 0 | 0 | WAT | 1/1/1980 | 12/31/2000
8176 | Oldman River | ATCO | 0 | 32 | WAT | 6/1/2003 | 12/31/2054 | 49.563406 | -113.90301
8861 | Raymond Reservoir | Irrican Power | 0 | 21 | WAT | 1/1/1980 | 12/31/2050 | 49.407045 | -112.69236
10780 | removed - Barrier see ID=7728 Bow Hydro | TransAlta | 0 | 0 | WAT | 1/1/1980 | 12/31/2054 | 51.0333 | -115.0333 | StatCanada 2000
10788 | removed - Bearspaw see ID=7728 Bow Hydro | TransAlta | 0 | 0 | WAT | 1/1/1980 | 12/31/2054 | 51.1333 | -114.3 | StatCanada 2000
10784 | removed - Cascade (TransAlta) see ID=7728 Bow Hydro | TransAlta | 0 | 0 | WAT | 1/1/1980 | 12/31/2054 | 51.2167 | -115.5 | StatCanada 2000
10787 | removed - Ghost see ID=7728 Bow Hydro | TransAlta | 0 | 0 | WAT | 1/1/1980 | 12/31/2054 | 51.2167 | -114.7 | StatCanada 2000
10786 | removed - Horseshoe see ID=7728 Bow Hydro | TransAlta | 0 | 0 | WAT | 1/1/1980 | 12/31/2054 | 51.1167 | -115.0167 | StatCanada 2000
10778 | removed - Interlakes see ID=7728 Bow Hydro | TransAlta | 0 | 0 | WAT | 1/1/1980 | 12/31/2054 | 50.6333 | -115.1333 | StatCanada 2000
10785 | removed - Kananaskis see ID=7728 Bow Hydro | TransAlta | 0 | 0 | WAT | 1/1/1980 | 12/31/2054 | 51.1 | -115.0667 | StatCanada 2000
10779 | removed - Pocaterra see ID=7728 Bow Hydro | TransAlta | 0 | 0 | WAT | 1/1/1980 | 12/31/2054 | 50.75 | -115.1167 | StatCanada 2000
10783 | removed - Rundle see ID=7728 Bow Hydro | TransAlta | 0 | 0 | WAT | 1/1/1980 | 12/31/2054 | 51.0833 | -115.3667 | StatCanada 2000
10782 | removed - Spray see ID=7728 Bow Hydro | TransAlta | 0 | 0 | WAT | 1/1/1980 | 12/31/2054 | 51.0667 | -115.4 | StatCanada 2000
10781 | removed - Three Sisters see ID=7728 Bow Hydro | TransAlta | 0 | 0 | WAT | 1/1/1980 | 12/31/2054 | 51 | -115.3833 | StatCanada 2000
9034 | Removed Canal Plant | Duplicate of 6078 (British Columbia Hydro & Power) | 0 | 0 | WAT | 1/1/1980 | 1/1/1980
8168 | Removed duplicate (Taylor Plant) |  | 0 | 0 | WAT | 1/1/1980 | 1/1/1980
9204 | Taylor Coulee Chute Irrigation Headworks | Canadian Hydro and EPCOR | 0 | 14 | WAT | 1/1/1980 | 12/31/2054 | 49.4167 | -112.8667 | StatCanada 2000
12633 | Ardenville Wind Farm | TransAlta | 0 | 68 | WND | 12/01/2010 | 12/31/2054 | 49.7256 | -113.3975 | http://www.transalta.com/facilities/facilities-development/ardenville | ARD1
14003 | Blackspring Ridge | EDF EN Canada Development Inc. | 0 | 300 | WND | 05/12/2014 | 12/31/2054 | 50.138600 | -112.872000 |  | BSR1
11362 | Blue Trail (formerly Macleod Flats) wind farm | TransAlta Vision Quest | 0 | 66 | WND | 03/01/2007 | 12/31/2054 | 49.686889 | -113.47495 |  | BTR1
14001 | Bull Creek 1 | BulEarth Renewables Inc | 0 | 13 | WND | 12/01/2015 | 12/31/2054 | 52.511900 | -110.084000 |  | BUL1
14002 | Bull Creek 2 | BulEarth Renewables Inc | 0 | 16 | WND | 12/01/2015 | 12/31/2054 | 52.511900 | -110.084000 |  | BUL2
8835 | Castle River (Pincher Creek A) | Vision Quest Windelectric | 0 | 39 | WND | 10/01/2000 | 12/31/2050 | 49.5 | -114.35 | StatCanada 2000 | CR1
14004 | Castle Rock Wind Farm | Castle Rock Ridge LP | 0 | 77 | WND | 05/31/2012 | 12/31/2054 | 49.5615 | -113.964944 |  | CRR1
11176 | Chin Chute Wind Power Project | Acciona Wind Energy Canada Inc | 0 | 30 | WND | 10/30/2006 | 12/31/2050 | 49.6876297 | -112.3360067 |  | SCR3
8117 | Cowley Ridge North Wind Farm (Nonutility Wind 6) | TransAlta Corporation | 0 | 20 | WND | 09/01/2001 | 12/31/2054 | 49.4833 | -113.95 | StatCanada 2000 | CRE3
12634 | Ghost Pine Wind Energy Center | NextEra Energy | 0 | 82 | WND | 12/01/2010 | 12/31/2054 | 51.8247 | -113.15131 | http://threehillscapital.com/index.php?option=com_content&view=article&id=879:ghost-pine-wind-energy-centre-up-and-running&catid=97:news&Itemid=267 | NEP1
12635 | Halkirk | Capital Power | 0 | 150 | WND | 12/01/2012 | 12/31/2054 | 52.2837 | -112.1574 | http://www.capitalpower.com/generationportfolio/merchantcommercial/Documents/2012-Halkirk-Wind-Fact-Sheet.doc.pdf | HAL1
10878 | Kettles Hill WF 6-30 (Phase I) | Benign Energy/Alberta Electric System Operator | 0 | 63 | WND | 07/01/2006 | 12/31/2054 | 49.5237979 | -113.7959229 |  | KHW1
10885 | Magrath WF | Suncor/AESO | 0 | 30 | WND | 07/01/2004 | 12/31/2054 | 49.3794405 | -112.9451791 |  | SCR2
9020 | McBride Lake 1 (Vision Quest) | Vision Quest Windelectric | 0 | 73 | WND | 02/01/2003 | 12/30/2050 | 49.610179 | -113.494 |  | AKE1
11368 | Oldman River wind farm | Alberta Wind Energy Corp | 0 | 46 | WND | 04/01/2007 | 12/31/2054 | 49.568698 | -113.850773 |  | OWF1
11166 | Soderglen | GW Power Corporation and Nexen Inc | 0 | 71 | WND | 08/01/2006 | 12/31/2054 | 49.535207 | -113.484953 |  | GWW1
10349 | Summerview I wind farm | TransAlta - VisionQuest | 0 | 66 | WND | 05/01/2004 | 12/31/2054 | 49.5536552 | -113.9636443 |  | IEW1
11369 | Summerview II wind farm | TransAlta Vision Quest | 0 | 66 | WND | 01/06/2007 | 12/31/2054 | 49.553639 | -113.963639 |  | IEW2
11002 | Taber Wind Farm | ENMAX Corporation | 0 | 81 | WND | 03/01/2007 | 12/31/2054 | 49.6876597 | -111.9465516 |  | TAB1
12549 | Wintering Hills Wind | Suncor Energy & Teck Resources | 0 | 88 | WND | 11/01/2011 | 12/31/2054 | 51.46513 | -112.71286 | EPIS Research | SCR4

## EF Hub
Emission Factors for Greenhouse Gas Inventories
Last Modified: 19 November 2015
Red text indicates an update from the 2014 version of this document.
Typically, greenhouse gas emissions are reported in units of carbon dioxide equivalent (CO2e). Gases are converted to CO2e by multiplying by their global warming potential (GWP). The emission factors listed in this document have not been converted to CO2e. To do so, multiply the emissions by the corresponding GWP listed in the table below.
|  | Gas | 100-Year GWP
|  | CH4 | 25
|  | N2O | 298
Source: Intergovernmental Panel on Climate Change (IPCC), Fourth Assessment Report (AR4), 2007. See the source note to Table 9 for further explanation.
Table 1 | Stationary Combustion Emission Factors
| Fuel Type | Heating Value | CO2 Factor | CH4 Factor | N2O Factor | CO2 Factor | CH4 Factor | N2O Factor
|  | mmBtu per short ton | kg CO2 per mmBtu | g CH4 per mmBtu | g N2O per mmBtu | kg CO2 per short ton | g CH4 per short ton | g N2O per short ton
Coal and Coke
| Anthracite Coal | 25.09 | 103.69 | 11 | 1.6 | 2602 | 276 | 40
| Bituminous Coal | 24.93 | 93.28 | 11 | 1.6 | 2325 | 274 | 40
| Sub-bituminous Coal | 17.25 | 97.17 | 11 | 1.6 | 1676 | 190 | 28
| Lignite Coal | 14.21 | 97.72 | 11 | 1.6 | 1389 | 156 | 23
| Mixed (Commercial Sector) | 21.39 | 94.27 | 11 | 1.6 | 2016 | 235 | 34
| Mixed (Electric Power Sector) | 19.73 | 95.52 | 11 | 1.6 | 1885 | 217 | 32
| Mixed (Industrial Coking) | 26.28 | 93.9 | 11 | 1.6 | 2468 | 289 | 42
| Mixed (Industrial Sector) | 22.35 | 94.67 | 11 | 1.6 | 2116 | 246 | 36
| Coal Coke | 24.8 | 113.67 | 11 | 1.6 | 2819 | 273 | 40
Fossil Fuel-derived Fuels (Solid)
| Municipal Solid Waste | 9.95 | 90.7 | 32 | 4.2 | 902 | 318 | 42
| Petroleum Coke (Solid) | 30 | 102.41 | 32 | 4.2 | 3072 | 960 | 126
| Plastics | 38 | 75 | 32 | 4.2 | 2850 | 1216 | 160
| Tires | 28 | 85.97 | 32 | 4.2 | 2407 | 896 | 118
Biomass Fuels (Solid)
| Agricultural Byproducts | 8.25 | 118.17 | 32 | 4.2 | 975 | 264 | 35
| Peat | 8 | 111.84 | 32 | 4.2 | 895 | 256 | 34
| Solid Byproducts | 10.39 | 105.51 | 32 | 4.2 | 1096 | 332 | 44
| Wood and Wood Residuals | 17.48 | 93.8 | 7.2 | 3.6 | 1640 | 126 | 63
|  | mmBtu per scf | kg CO2 per mmBtu | g CH4 per mmBtu | g N2O per mmBtu | kg CO2 per scf | g CH4 per scf | g N2O per scf
Natural Gas
| Natural Gas | 0.001026 | 53.06 | 1 | 0.1 | 0.05444 | 0.00103 | 0.0001
Fossil-derived Fuels (Gaseous)
| Blast Furnace Gas | 9.2e-05 | 274.32 | 0.022 | 0.1 | 0.02524 | 2e-06 | 9e-06
| Coke Oven Gas | 0.000599 | 46.85 | 0.48 | 0.1 | 0.02806 | 0.000288 | 6e-05
| Fuel Gas | 0.001388 | 59 | 3 | 0.6 | 0.08189 | 0.004164 | 0.000833
| Propane Gas | 0.002516 | 61.46 | 0.022 | 0.1 | 0.15463 | 5.5e-05 | 0.000252
Biomass Fuels (Gaseous)
| Landfill Gas | 0.000485 | 52.07 | 3.2 | 0.63 | 0.025254 | 0.001552 | 0.000306
| Other Biomass Gases | 0.000655 | 52.07 | 3.2 | 0.63 | 0.034106 | 0.002096 | 0.000413
|  | mmBtu per gallon | kg CO2 per mmBtu | g CH4 per mmBtu | g N2O per mmBtu | kg CO2 per gallon | g CH4 per gallon | g N2O per gallon
Petroleum Products
| Asphalt and Road Oil | 0.158 | 75.36 | 3 | 0.6 | 11.91 | 0.47 | 0.09
| Aviation Gasoline | 0.12 | 69.25 | 3 | 0.6 | 8.31 | 0.36 | 0.07
| Butane | 0.103 | 64.77 | 3 | 0.6 | 6.67 | 0.31 | 0.06
| Butylene | 0.105 | 68.72 | 3 | 0.6 | 7.22 | 0.32 | 0.06
| Crude Oil | 0.138 | 74.54 | 3 | 0.6 | 10.29 | 0.41 | 0.08
| Distillate Fuel Oil No. 1 | 0.139 | 73.25 | 3 | 0.6 | 10.18 | 0.42 | 0.08
| Distillate Fuel Oil No. 2 | 0.138 | 73.96 | 3 | 0.6 | 10.21 | 0.41 | 0.08
| Distillate Fuel Oil No. 4 | 0.146 | 75.04 | 3 | 0.6 | 10.96 | 0.44 | 0.09
| Ethane | 0.068 | 59.6 | 3 | 0.6 | 4.05 | 0.2 | 0.04
| Ethylene | 0.058 | 65.96 | 3 | 0.6 | 3.83 | 0.17 | 0.03
| Heavy Gas Oils | 0.148 | 74.92 | 3 | 0.6 | 11.09 | 0.44 | 0.09
| Isobutane | 0.099 | 64.94 | 3 | 0.6 | 6.43 | 0.3 | 0.06
| Isobutylene | 0.103 | 68.86 | 3 | 0.6 | 7.09 | 0.31 | 0.06
| Kerosene | 0.135 | 75.2 | 3 | 0.6 | 10.15 | 0.41 | 0.08
| Kerosene-Type Jet Fuel | 0.135 | 72.22 | 3 | 0.6 | 9.75 | 0.41 | 0.08
| Liquefied Petroleum Gases (LPG) | 0.092 | 61.71 | 3 | 0.6 | 5.68 | 0.28 | 0.06
| Lubricants | 0.144 | 74.27 | 3 | 0.6 | 10.69 | 0.43 | 0.09
| Motor Gasoline | 0.125 | 70.22 | 3 | 0.6 | 8.78 | 0.38 | 0.08
| Naphtha (<401 deg F) | 0.125 | 68.02 | 3 | 0.6 | 8.5 | 0.38 | 0.08
| Natural Gasoline | 0.11 | 66.88 | 3 | 0.6 | 7.36 | 0.33 | 0.07
| Other Oil (>401 deg F) | 0.139 | 76.22 | 3 | 0.6 | 10.59 | 0.42 | 0.08
| Pentanes Plus | 0.11 | 70.02 | 3 | 0.6 | 7.7 | 0.33 | 0.07
| Petrochemical Feedstocks | 0.125 | 71.02 | 3 | 0.6 | 8.88 | 0.38 | 0.08
| Petroleum Coke | 0.143 | 102.41 | 3 | 0.6 | 14.64 | 0.43 | 0.09
| Propane | 0.091 | 62.87 | 3 | 0.6 | 5.72 | 0.27 | 0.05
| Propylene | 0.091 | 65.95 | 3 | 0.6 | 6 | 0.27 | 0.05
| Residual Fuel Oil No. 5 | 0.14 | 72.93 | 3 | 0.6 | 10.21 | 0.42 | 0.08
| Residual Fuel Oil No. 6 | 0.15 | 75.1 | 3 | 0.6 | 11.27 | 0.45 | 0.09
| Special Naphtha | 0.125 | 72.34 | 3 | 0.6 | 9.04 | 0.38 | 0.08
| Still Gas | 0.143 | 66.72 | 3 | 0.6 | 9.54 | 0.43 | 0.09
| Unfinished Oils | 0.139 | 74.54 | 3 | 0.6 | 10.36 | 0.42 | 0.08
| Used Oil | 0.138 | 74 | 3 | 0.6 | 10.21 | 0.41 | 0.08
Biomass Fuels (Liquid)
| Biodiesel (100%) | 0.128 | 73.84 | 1.1 | 0.11 | 9.45 | 0.14 | 0.01
| Ethanol (100%) | 0.084 | 68.44 | 1.1 | 0.11 | 5.75 | 0.09 | 0.01
| Rendered Animal Fat | 0.125 | 71.06 | 1.1 | 0.11 | 8.88 | 0.14 | 0.01
| Vegetable Oil | 0.12 | 81.55 | 1.1 | 0.11 | 9.79 | 0.13 | 0.01
Biomass Fuels (Kraft Pulping Liquor, by Wood Furnish)
| North American Softwood |  | 94.4 | 1.9 | 0.42
| North American Hardwood |  | 93.7 | 1.9 | 0.42
| Bagasse |  | 95.5 | 1.9 | 0.42
| Bamboo |  | 93.7 | 1.9 | 0.42
| Straw |  | 95.1 | 1.9 | 0.42
Source:
Solid, gaseous, liquid, and biomass fuels: Federal Register (2009) EPA; 40 CFR Parts 86, 87, 89 et al; Mandatory Reporting of Greenhouse Gases; Final Rule, 30Oct09, 261 pp. Tables C-1 and C-2 at FR pp. 56409-56410. Revised emission factors for selected fuels: Federal Register (2010) EPA; 40 CFR Part 98; Mandatory Reporting of Greenhouse Gases; Final Rule, 17Dec10, 81 pp. With Amendments from Memo: Table of Final 2013 Revisions to the Greenhouse Gas Reporting Rule (PDF) to 40 CFR part 98, subparts C and AA: Table C–1 to Subpart C—Default CO2 Emission Factors and High Heat Values for Various Types of Fuel, Table C–2 to Subpart C—Default CH4 and N2O Emission Factors for Various Types of Fuel, and Table AA–1 to Subpart AA of Part 98—Kraft Pulping Liquor Emissions Factors for Biomass-Based CO2, CH4, and N2O.
http://www.epa.gov/ghgreporting/documents/pdf/2013/documents/memo-2013-technical-revisions.pdf
http://www.epa.gov/ghgreporting/reporters/subpart/c.html
Table 2 | Mobile Combustion CO2 Emission Factors
| Fuel Type | kg CO2 per unit | Unit
| Aviation Gasoline | 8.31 | gallon
| Biodiesel (100%) | 9.45 | gallon
| Compressed Natural Gas (CNG) | 0.05444 | scf
| Diesel Fuel | 10.21 | gallon
| Ethanol (100%) | 5.75 | gallon
| Kerosene-Type Jet Fuel | 9.75 | gallon
| Liquefied Natural Gas (LNG) | 4.46 | gallon
| Liquefied Petroleum Gases (LPG) | 5.68 | gallon
| Motor Gasoline | 8.78 | gallon
| Residual Fuel Oil | 11.27 | gallon
Source:
Federal Register (2009) EPA; 40 CFR Parts 86, 87, 89 et al; Mandatory Reporting of Greenhouse Gases; Final Rule, 30Oct09, 261 pp. Tables C-1 and C-2. Table of Final 2013 Revisions to the Greenhouse Gas Reporting Rule, September 24, 2013.
LNG sourced from: GREET™ Software, GREET1_2013 Model, Argonne National Laboratory. The GREET model provides carbon content and fuel density, which are used to develop the CO2 emission factor.
Table 3 | Mobile Combustion CH4 and N2O Emission Factors for On-Road Gasoline Vehicles
| Vehicle Type | Year | CH4 Factor (g / mile) | N2O Factor (g / mile)
| Gasoline Passenger Cars | 1973-74 | 0.1696 | 0.0197
|  | 1975 | 0.1423 | 0.0443
|  | 1976-77 | 0.1406 | 0.0458
|  | 1978-79 | 0.1389 | 0.0473
|  | 1980 | 0.1326 | 0.0499
|  | 1981 | 0.0802 | 0.0626
|  | 1982 | 0.0795 | 0.0627
|  | 1983 | 0.0782 | 0.063
|  | 1984-93 | 0.0704 | 0.0647
|  | 1994 | 0.0531 | 0.056
|  | 1995 | 0.0358 | 0.0473
|  | 1996 | 0.0272 | 0.0426
|  | 1997 | 0.0268 | 0.0422
|  | 1998 | 0.0249 | 0.0393
|  | 1999 | 0.0216 | 0.0337
|  | 2000 | 0.0178 | 0.0273
|  | 2001 | 0.011 | 0.0158
|  | 2002 | 0.0107 | 0.0153
|  | 2003 | 0.0114 | 0.0135
|  | 2004 | 0.0145 | 0.0083
|  | 2005 | 0.0147 | 0.0079
|  | 2006 | 0.0161 | 0.0057
|  | 2007 | 0.017 | 0.0041
|  | 2008 | 0.0172 | 0.0038
|  | 2009-present | 0.0173 | 0.0036
| Gasoline Light-Duty Trucks | 1973-74 | 0.1908 | 0.0218
| (Vans, Pickup Trucks, SUVs) | 1975 | 0.1634 | 0.0513
|  | 1976 | 0.1594 | 0.0555
|  | 1977-78 | 0.1614 | 0.0534
|  | 1979-80 | 0.1594 | 0.0555
|  | 1981 | 0.1479 | 0.066
|  | 1982 | 0.1442 | 0.0681
|  | 1983 | 0.1368 | 0.0722
|  | 1984 | 0.1294 | 0.0764
|  | 1985 | 0.122 | 0.0806
|  | 1986 | 0.1146 | 0.0848
|  | 1987-93 | 0.0813 | 0.1035
|  | 1994 | 0.0646 | 0.0982
|  | 1995 | 0.0517 | 0.0908
|  | 1996 | 0.0452 | 0.0871
|  | 1997 | 0.0452 | 0.0871
|  | 1998 | 0.0391 | 0.0728
|  | 1999 | 0.0321 | 0.0564
|  | 2000 | 0.0346 | 0.0621
|  | 2001 | 0.0151 | 0.0164
|  | 2002 | 0.0178 | 0.0228
|  | 2003 | 0.0155 | 0.0114
|  | 2004 | 0.0152 | 0.0132
|  | 2005 | 0.0157 | 0.0101
|  | 2006 | 0.0159 | 0.0089
|  | 2007 | 0.0161 | 0.0079
|  | 2008-present | 0.0163 | 0.0066
| Gasoline Heavy-Duty Vehicles | <1981 | 0.4604 | 0.0497
|  | 1982-84 | 0.4492 | 0.0538
|  | 1985-86 | 0.409 | 0.0515
|  | 1987 | 0.3675 | 0.0849
|  | 1988-1989 | 0.3492 | 0.0933
|  | 1990-1995 | 0.3246 | 0.1142
|  | 1996 | 0.1278 | 0.168
|  | 1997 | 0.0924 | 0.1726
|  | 1998 | 0.0641 | 0.1693
|  | 1999 | 0.0578 | 0.1435
|  | 2000 | 0.0493 | 0.1092
|  | 2001 | 0.0528 | 0.1235
|  | 2002 | 0.0546 | 0.1307
|  | 2003 | 0.0533 | 0.124
|  | 2004 | 0.0341 | 0.0285
|  | 2005 | 0.0326 | 0.0177
|  | 2006 | 0.0327 | 0.0171
|  | 2007 | 0.033 | 0.0153
|  | 2008-present | 0.0333 | 0.0134
| Gasoline Motorcycles | 1960-1995 | 0.0899 | 0.0087
|  | 1996-present | 0.0672 | 0.0069
Source: EPA (2015) Inventory of U.S. Greenhouse Gas Emissions and Sinks: 1990-2013. All values are calculated from Tables A-102 through A-106.
Table 4 | Mobile Combustion CH4 and N2O Emission Factors for On-Road Diesel and Alternative Fuel Vehicles
| Vehicle Type | Vehicle Year | CH4 Factor (g / mile) | N2O Factor (g / mile)
| Diesel Passenger Cars | 1960-1982 | 0.0006 | 0.0012
|  | 1983-1995 | 0.0005 | 0.001
|  | 1996-present | 0.0005 | 0.001
| Diesel Light-Duty Trucks | 1960-1982 | 0.0011 | 0.0017
|  | 1983-1995 | 0.0009 | 0.0014
|  | 1996-present | 0.001 | 0.0015
| Diesel Medium- and Heavy-Duty Vehicles | 1960-present | 0.0051 | 0.0048
| CNG Light-Duty Vehicles |  | 0.737 | 0.05
| CNG Medium- and Heavy-Duty Vehicles |  | 1.966 | 0.175
| CNG Buses |  | 1.966 | 0.175
| LPG Light-Duty Vehicles |  | 0.037 | 0.067
| LPG Medium- and Heavy-Duty Vehicles |  | 0.066 | 0.175
| LNG Medium- and Heavy-Duty Vehicles |  | 1.966 | 0.175
| Ethanol Light-Duty Vehicles |  | 0.055 | 0.067
| Ethanol Medium- and Heavy-Duty Vehicles |  | 0.197 | 0.175
| Ethanol Buses |  | 0.197 | 0.175
| Biodiesel Light-Duty Vehicles |  | 0.0005 | 0.001
| Biodiesel Medium- and Heavy-Duty Vehicles |  | 0.005 | 0.005
| Biodiesel Buses |  | 0.005 | 0.005
Source: EPA (2015) Inventory of U.S. Greenhouse Gas Emissions and Sinks: 1990-2013. All values are calculated from Tables A-105 through A-107.
Table 5 | Mobile Combustion CH4 and N2O Emission Factors for Non-Road Vehicles
| Vehicle Type | CH4 Factor (g / gallon) | N2O Factor (g / gallon)
| Residual Fuel Oil Ships and Boats | 0.11 | 0.57
| Gasoline Ships and Boats | 0.64 | 0.22
| Diesel Ships and Boats | 0.06 | 0.45
| Diesel Locomotives | 0.8 | 0.26
| Gasoline Agricultural Equip. | 1.26 | 0.22
| Diesel Agricultural Equip. | 1.44 | 0.26
| Gasoline Construction Equip. | 0.5 | 0.22
| Diesel Construction Equip. | 0.57 | 0.26
| Jet Fuel Aircraft | 0 | 0.3
| Aviation Gasoline Aircraft | 7.06 | 0.11
| Other Gasoline Non-Road Vehicles | 0.5 | 0.22
| Other Diesel Non-Road Vehicles | 0.57 | 0.26
| LPG Non-Road Vehicles | 0.5 | 0.22
| Biodiesel Non-Road Vehicles | 0.57 | 0.26
Source: EPA (2015) Inventory of U.S. Greenhouse Gas Emissions and Sinks: 1990-2013. All values are calculated from Table A-108.
Note: LPG non-road vehicles assumed equal to other gasoline sources. Biodiesel vehicles assumed equal to other diesel sources.
Table 6 | Electricity Emission Factors
|  | Total Output Emission Factors |  |  | Non-Baseload Emission Factors
| eGRID Subregion | CO2 Factor | CH4 Factor | N2O Factor | CO2 Factor | CH4 Factor | N2O Factor
|  | (lb CO2 /MWh) | (lb CH4 /MWh) | (lb N2O /MWh) | (lb CO2/MWh) | (lb CH4/MWh) | (lb N2O/MWh)
| AKGD (ASCC Alaska Grid) | 1268.73 | 0.02634 | 0.00759 | 1377.77 | 0.02866 | 0.00338
| AKMS (ASCC Miscellaneous) | 481.17 | 0.01865 | 0.00355 | 1404.49 | 0.05564 | 0.0107
| AZNM (WECC Southwest) | 1152.89 | 0.01865 | 0.01511 | 1280.59 | 0.02153 | 0.01071
| CAMX (WECC California) | 650.31 | 0.03112 | 0.00567 | 1333.93 | 0.03881 | 0.01379
| ERCT (ERCOT All) | 1143.04 | 0.0167 | 0.01233 | 1331.47 | 0.09682 | 0.01715
| FRCC (FRCC All) | 1125.35 | 0.04005 | 0.01185 | 1402.27 | 0.11801 | 0.01943
| HIMS (HICC Miscellaneous) | 1200.1 | 0.06808 | 0.01268 | 1739 | 0.03017 | 0.02626
| HIOA (HICC Oahu) | 1576.38 | 0.09041 | 0.02155 | 1965.21 | 0.0526 | 0.03272
| MROE (MRO East) | 1522.57 | 0.0243 | 0.02555 | 1303.42 | 0.0314 | 0.00356
| MROW (MRO West) | 1425.15 | 0.0276 | 0.02426 | 1081.11 | 0.0225 | 0.00232
| NEWE (NPCC New England) | 637.9 | 0.07284 | 0.01071 | 1079.73 | 0.0677 | 0.0129
| NWPP (WECC Northwest) | 665.75 | 0.0126 | 0.01038 | 1228.56 | 0.039 | 0.01304
| NYCW (NPCC NYC/Westchester) | 696.7 | 0.02551 | 0.00293 | 1492.01 | 0.03274 | 0.01869
| NYLI (NPCC Long Island) | 1201.2 | 0.0782 | 0.00987 | 1856.21 | 0.03391 | 0.02872
| NYUP (NPCC Upstate NY) | 408.8 | 0.01559 | 0.00383 | 1791.71 | 0.02176 | 0.02785
| RFCE (RFC East) | 858.56 | 0.02644 | 0.01149 | 1917.96 | 0.02329 | 0.02884
| RFCM (RFC Michigan) | 1569.23 | 0.03036 | 0.02412 | 1301.65 | 0.02743 | 0.00975
| RFCW (RFC West) | 1379.48 | 0.01711 | 0.02167 | 1696.79 | 0.02817 | 0.02483
| RMPA (WECC Rockies) | 1822.65 | 0.02166 | 0.02813 | 1743.96 | 0.02284 | 0.02611
| SPNO (SPP North) | 1721.65 | 0.02022 | 0.02714 | 1790.57 | 0.0531 | 0.02994
| SPSO (SPP South) | 1538.63 | 0.02375 | 0.01998 | 2112.08 | 0.02611 | 0.03063
| SRMV (SERC Mississippi Valley) | 1052.92 | 0.02095 | 0.01061 | 1590.13 | 0.0276 | 0.01619
| SRMW (SERC Midwest) | 1710.75 | 0.01958 | 0.0275 | 1018.87 | 0.03761 | 0.00604
| SRSO (SERC South) | 1149.05 | 0.02266 | 0.01549 | 1579.07 | 0.0383 | 0.02284
| SRTV (SERC Tennessee Valley) | 1337.15 | 0.01739 | 0.02078 | 1669.58 | 0.02289 | 0.02066
| SRVC (SERC Virginia/Carolina) | 932.87 | 0.02395 | 0.0146 | 1236.02 | 0.02156 | 0.01052
| US Average | 1136.53 | 0.02378 | 0.01588 | 1549.36 | 0.03099 | 0.01986
Source: EPA eGRID2012, October 2015
Note: Total output emission factors can be used as default factors for estimating GHG emissions from electricity use when developing a carbon footprint or emissions inventory. Annual non-baseload output emission factors should not be used for those purposes, but can be used to estimate GHG emissions reductions from reductions in electricity use.
Table 7 | Steam and Heat Emission Factors
|  | CO2 Factor (kg / mmBtu) | CH4 Factor (g / mmBtu) | N2O Factor (g /mmBtu)
| Steam and Heat | 66.33 | 1.25 | 0.125
Assumptions:
Natural gas fuel used to generate steam or heat, at 80 percent thermal efficiency. Emission factors are per mmBtu of steam or heat purchased.
Table 8 | Business Travel Emission Factors
| Vehicle Type | CO2 Factor (kg / unit) | CH4 Factor (g / unit) | N2O Factor (g / unit) | Units
| Passenger Car A | 0.355 | 0.021 | 0.015 | vehicle-mile
| Light-Duty Truck B | 0.485 | 0.02 | 0.022 | vehicle-mile
| Motorcycle | 0.191 | 0.07 | 0.007 | vehicle-mile
| Intercity Rail (i.e. Amtrak) C | 0.136 | 0.0083 | 0.003 | passenger-mile
| Commuter Rail D | 0.169 | 0.0085 | 0.0034 | passenger-mile
| Transit Rail (i.e. Subway, Tram) E | 0.12 | 0.0025 | 0.0017 | passenger-mile
| Bus | 0.055 | 0.0006 | 0.0005 | passenger-mile
| Air Travel - Short Haul (< 300 miles) F | 0.251 | 0.0039 | 0.0083 | passenger-mile
| Air Travel - Medium Haul (>= 300 miles, < 2300 miles) F | 0.143 | 0 | 0.0047 | passenger-mile
| Air Travel - Long Haul (>= 2300 miles) F | 0.167 | 0.0006 | 0.0056 | passenger-mile
Source: CO2, CH4, and N2O emissions data for on-road vehicles are from Table 2-13 of the Inventory of U.S. Greenhouse Gas Emissions and Sinks: 1990–2013. Vehicle-miles and passenger-miles data for on-road vehicles are from Table VM-1 of the Federal Highway Administration Highway Statistics 2013. Fuel consumption data and passenger-miles data for rail are from Tables A.14 to A.16 and 9.10 to 9.12 of the Transportation Energy Data Book: Edition 33. Fuel consumption was converted to emissions by using fuel and electricity emission factors presented in the tables above. Air Travel factors from 2015 Guidelines to Defra / DECC's GHG Conversion Factors for Company Reporting. Version 1.0 July 2015.
Notes: A Passenger car: includes passenger cars, minivans, SUVs, and small pickup trucks (vehicles with wheelbase less than 121 inches). B Light-duty truck: includes full-size pickup trucks, full-size vans, and extended-length SUVs (vehicles with wheelbase greater than 121 inches). C Intercity rail: long-distance rail between major cities, such as Amtrak D Commuter rail: rail service between a central city and adjacent suburbs (also called regional rail or suburban rail) E Transit rail: rail typically within an urban center, such as subways, elevated railways, metropolitan railways (metro), streetcars, trolley cars, and tramways. F These factors represent a methdology change from previous factors, based on improved data.
Table 9 | Product Transport Emission Factors
| Vehicle Type | CO2 Factor (kg / unit) | CH4 Factor (g / unit) | N2O Factor (g / unit) | Units
| Medium- and Heavy-Duty Truck | 1.43 | 0.015 | 0.013 | vehicle-mile
| Passenger Car A | 0.355 | 0.021 | 0.015 | vehicle-mile
| Light-Duty Truck B | 0.485 | 0.02 | 0.022 | vehicle-mile
| Medium- and Heavy-Duty Truck C | 0.146 | 0.0015 | 0.0014 | ton-mile
| Rail | 0.024 | 0.0019 | 0.0006 | ton-mile
| Waterborne Craft | 0.059 | 0.0005 | 0.004 | ton-mile
| Aircraft | 1.307 | 0 | 0.0402 | ton-mile
Source: CO2, CH4, and N2O emissions data for on-road vehicles are from Table 2-13 of the U.S. Greenhouse Gas Emissions and Sinks: 1990–2013. Vehicle-miles and passenger-miles data for on-road vehicles are from Table VM-1 of the Federal Highway Administration Highway Statistics 2013. CO2e emissions data for non-road vehicles are based on Table A-117 of the U.S. Greenhouse Gas Emissions and Sinks: 1990–2013, which are distributed into CO2, CH4, and N2O emissions based on fuel/vehicle emission factors. Freight ton-mile data for non-road vehicles are from Table 1-50 of the Bureau of Transportation Statistics, National Transportation Statistics for 2014 (Data based on 2011).
Notes: Vehicle-mile factors are appropriate to use when the entire vehicle is dedicated to transporting the reporting company's product. Ton-mile factors are appropriate when the vehicle is shared with products from other companies. A Passenger car: includes passenger cars, minivans, SUVs, and small pickup trucks (vehicles with wheelbase less than 121 inches). B Light-duty truck: includes full-size pickup trucks, full-size vans, and extended-length SUVs (vehicles with wheelbase greater than 121 inches). C These factors represent a methdology change from previous factors, based on improved data.
Table 10a | Global Warming Potentials (GWPs)
| Gas | 100-Year GWP
| CO2 | 1
| CH4 | 25
| N2O | 298
| HFC-23 | 14800
| HFC-32 | 675
| HFC-41 | 92
| HFC-125 | 3500
| HFC-134 | 1100
| HFC-134a | 1430
| HFC-143 | 353
| HFC-143a | 4470
| HFC-152 | 53
| HFC-152a | 124
| HFC-161 | 12
| HFC-227ea | 3220
| HFC-236cb | 1340
| HFC-236ea | 1370
| HFC-236fa | 9810
| HFC-245ca | 693
| HFC-245fa | 1030
| HFC-365mfc | 794
| HFC-43-10mee | 1640
| SF6 | 22800
| NF3 | 17200
| CF4 | 7390
| C2F6 | 12200
| C3F8 | 8830
| c-C4F8 | 10300
| C4F10 | 8860
| C5F12 | 9160
| C6F14 | 9300
| C10F18 | >7,500
Source: 100-year GWPs from IPCC Fourth Assessment Report (AR4), 2007. IPCC AR4 was published in 2007 and is among the most current and comprehensive peer-reviewed assessments of climate change. AR4 provides revised GWPs of several GHGs relative to the values provided in previous assessment reports, following advances in scientific knowledge on the radiative efficiencies and atmospheric lifetimes of these GHGs and of CO2. Because the GWPs provided in AR4 reflect an improved scientific understanding of the radiative effects of these gases in the atmosphere, the values provided are more appropriate for supporting the overall goal of organizational GHG reporting than the Second Assessment Report (SAR) GWP values previously used in the Emission Factors Hub. While EPA recognizes that Fifth Assessment Report (AR5) GWPs have been published, in an effort to ensure consistency and comparability of GHG data between EPA’s voluntary and non-voluntary GHG reporting programs (e.g. GHG Reporting Program and National Inventory), EPA recommends the use of AR4 GWPs. The United States and other developed countries to the UNFCCC have agreed to submit annual inventories in 2015 and future years to the UNFCCC using GWP values from AR4, which will replace the current use of SAR GWP values. Utilizing AR4 GWPs improves EPA’s ability to analyze corporate, national, and sub-national GHG data consistently, enhances communication of GHG information between programs, and gives outside stakeholders a consistent, predictable set of GWPs to avoid confusion and additional burden.
Table 10b | GWPs for Blended Refrigerants
| ASHRAE # | 100-year GWP | Blend Composition
| R-401A | 16 | 53% HCFC-22 , 34% HCFC-124 , 13% HFC-152a
| R-401B | 14 | 61% HCFC-22 , 28% HCFC-124 , 11% HFC-152a
| R-401C | 19 | 33% HCFC-22 , 52% HCFC-124 , 15% HFC-152a
| R-402A | 2100 | 38% HCFC-22 , 6% HFC-125 , 2% propane
| R-402B | 1330 | 6% HCFC-22 , 38% HFC-125 , 2% propane
| R-403B | 3444 | 56% HCFC-22 , 39% PFC-218 , 5% propane
| R-404A | 3922 | 44% HFC-125 , 4% HFC-134a , 52% HFC 143a
| R-406A | 0 | 55% HCFC-22 , 41% HCFC-142b , 4% isobutane
| R-407A | 2107 | 20% HFC-32 , 40% HFC-125 , 40% HFC-134a
| R-407B | 2804 | 10% HFC-32 , 70% HFC-125 , 20% HFC-134a
| R-407C | 1774 | 23% HFC-32 , 25% HFC-125 , 52% HFC-134a
| R-407D | 1627 | 15% HFC-32 , 15% HFC-125 , 70% HFC-134a
| R-407E | 1552 | 25% HFC-32 , 15% HFC-125 , 60% HFC-134a
| R-408A | 2301 | 47% HCFC-22 , 7% HFC-125 , 46% HFC 143a
| R-409A | 0 | 60% HCFC-22 , 25% HCFC-124 , 15% HCFC-142b
| R-410A | 2088 | 50% HFC-32 , 50% HFC-125
| R-410B | 2229 | 45% HFC-32 , 55% HFC-125
| R-411A | 14 | 87.5% HCFC-22 , 11 HFC-152a , 1.5% propylene
| R-411B | 4 | 94% HCFC-22 , 3% HFC-152a , 3% propylene
| R-413A | 2053 | 88% HFC-134a , 9% PFC-218 , 3% isobutane
| R-414A | 0 | 51% HCFC-22 , 28.5% HCFC-124 , 16.5% HCFC-142b
| R-414B | 0 | 5% HCFC-22 , 39% HCFC-124 , 9.5% HCFC-142b
| R-417A | 2346 | 46.6% HFC-125 , 5% HFC-134a , 3.4% butane
| R-422A | 3143 | 85.1% HFC-125 , 11.5% HFC-134a , 3.4% isobutane
| R-422D | 2729 | 65.1% HFC-125 , 31.5% HFC-134a , 3.4% isobutane
| R-423A | 2280 | 47.5% HFC-227ea , 52.5% HFC-134a ,
| R-424A | 2440 | 50.5% HFC-125, 47% HFC-134a, 2.5% butane/pentane
| R-426A | 1508 | 5.1% HFC-125, 93% HFC-134a, 1.9% butane/pentane
| R-428A | 3607 | 77.5% HFC-125 , 2% HFC-143a , 1.9% isobutane
| R-434A | 3245 | 63.2% HFC-125, 16% HFC-134a, 18% HFC-143a, 2.8% isobutane
| R-500 | 32 | 73.8% CFC-12 , 26.2% HFC-152a , 48.8% HCFC-22
| R-502 | 0 | 48.8% HCFC-22 , 51.2% CFC-115
| R-504 | 325 | 48.2% HFC-32 , 51.8% CFC-115
| R-507 | 3985 | 5% HFC-125 , 5% HFC143a
| R-508A | 13214 | 39% HFC-23 , 61% PFC-116
| R-508B | 13396 | 46% HFC-23 , 54% PFC-116
Source: 100-year GWPs from IPCC Fourth Assessment Report (AR4), 2007. See the source note to Table 9 for further explanation. GWPs of blended refrigerants are based on their HFC and PFC constituents, which are based on data from http://www.epa.gov/ozone/snap/refrigerants/refblend.html.

## Sheet3
| Emissions Factor per mass | HHV | Emissions Factor (CO2/MJ) |  | CO2/mmbtu | heat rate (btu/kWh) | tonnes/MWh
Coal | 3 000 kg CO2 /t | 32 373 MJ/t | 0.093 | 947.817 | 88.147 | 10400 | 0.91673
Natural Gas | 56 kg CO2 /GJ | 37 000 kJ/Nm3 | 0.056 | 947.817 | 53.0778 | 6950 | 0.36889
Coal (Sundance) | 3 000 kg CO2 /t | 32 373 MJ/t | 0.093 | 947.817 | 100.4 | 10400 | 1.0442